## clorox_final_mapping
SFM | [7 empty] | IFM
nav_name | nexus_id | nav_type | parent_ref | meta | enabled | equip_type | nav_path | asset_id | asset_alternate_id | asset_name | asset_status | manufacturer | serial_number | equip_part_description | asset_type | date_received | date_installed | asset_qr_barcode | model | position_id | position_alternate_id | position_name | position_status | position_uniformat_code | position_type_description | region_id | region_name | region_status | building_id | building_name | building_status | floor_id | floor_name | room_id | room_name | customer_name | country_name
BLR 01A | p:clxib:r:2c2301a7-b1968d23 | equip | p:clxib:r:2b2a7490-365361ae:All:All | {"health":{"date":"2025-04-26","score":100},"skyspark_id":""} | TRUE |  |  | 0f2a3574-ac78-4774-9493-d42172744502 | AUS291885 | Boiler, Steam, Fire Tube, Oil/Gas, <150 BHP(BLR-AR-1) | ACTIVE | Raypak | 1405379543 | Boiler, Steam, Fire Tube, Oil/Gas, <150 BHP |  |  | 2014-01-01T00:00:00 |  | H7-1505A | 2e312b7e-4fc8-4d38-83c1-6b7943ffd804 | AUS291768 | BLR-AR-1 | DRAFT | E1090.06.01 | Equipment & Furnishings E / Equipment E10 / Other Equipment E1090 / Undefined Asset Classification E1090.06 / Undefined Asset Classification E1090.06.01 | 2c1062c4-d3a6-4def-abf8-17e253bb3047 | US, CA, Pleasanton | ACTIVE | 526dcd06-5870-4b61-9ce5-b7afd8a19bd9 | Pleasanton Campus - Building A | ACTIVE | d92e110d-0273-4a69-aa61-555188f3d26c | General | df88691f-e273-4e72-b43b-7bea9d723ff1 | Roof | Clorox | United States
EF 03A | p:clxib:r:2b2a75b8-7bf49e67 | equip | p:clxib:r:2b2a7490-365361ae:All:All | {"health":{"date":"2025-04-26","score":80},"skyspark_id":""} | TRUE |  |  | 80563602-b264-4a00-9953-de608990af65 | AUS291874 | Exhaust Fan, Large(EF-AR-3 (Serves Elec Rms)) | ACTIVE | Centrimaster | UNK1196 | Exhaust Fan, Large |  |  | 2012-01-01T00:00:00 |  | UNK | f01d8d90-f9bb-4c6a-86a1-73e979d9e2aa | AUS291757 | EF-AR-3 (Serves Elec Rms) | DRAFT | E1090.06.01 | Equipment & Furnishings E / Equipment E10 / Other Equipment E1090 / Undefined Asset Classification E1090.06 / Undefined Asset Classification E1090.06.01 | 2c1062c4-d3a6-4def-abf8-17e253bb3047 | US, CA, Pleasanton | ACTIVE | 526dcd06-5870-4b61-9ce5-b7afd8a19bd9 | Pleasanton Campus - Building A | ACTIVE | d92e110d-0273-4a69-aa61-555188f3d26c | General | df88691f-e273-4e72-b43b-7bea9d723ff1 | Roof | Clorox | United States
EF 01B | p:clxib:r:2b2a7687-8d62c947 | equip | p:clxib:r:2b2a75c0-a74108a8:All:All | {"health":{"date":"2025-04-26","score":100},"skyspark_id":""} | TRUE |  |  | d70922c6-574d-4ea7-8789-90e2a9d212be | AUS292168 | Fan, Exhaust, Large (Three-Phase Motor)(EF-BR-1) | ACTIVE | UNK | UNK1197 | Fan, Exhaust, Large (Three-Phase Motor) |  |  | 2012-01-01T00:00:00 |  | UNK | baec6472-1510-4ef8-9b16-d3a769461c76 | AUS292051 | EF-BR-1 | DRAFT | E1090.06.01 | Equipment & Furnishings E / Equipment E10 / Other Equipment E1090 / Undefined Asset Classification E1090.06 / Undefined Asset Classification E1090.06.01 | 2c1062c4-d3a6-4def-abf8-17e253bb3047 | US, CA, Pleasanton | ACTIVE | e9cc0059-5b0a-4c11-850b-b4eef65e39dd | Pleasanton Campus - Building B | ACTIVE | bb1d0392-8004-4690-9924-ee91e808b788 | General | f34b5105-923f-4925-bd9c-f21646679534 | Roof | Clorox | United States
BLR 01B | p:clxib:r:2c2476eb-08232dfc | equip | p:clxib:r:2b2a75c0-a74108a8:All:All | {"health":{"date":"2025-04-26","score":100},"skyspark_id":""} | TRUE |  |  | d58244d7-5f62-44d9-9bde-eb62db67b471 | AUS292180 | Boiler, Steam, Fire Tube, Oil/Gas, <150 BHP(BLR-BR-1) | ACTIVE | Raypak | (140) 537-9542 | Boiler, Steam, Fire Tube, Oil/Gas, <150 BHP |  |  | 2014-01-01T00:00:00 |  | H7-1505A | 2de52331-e8d2-4ce7-a85d-29df50324613 | AUS292063 | BLR-BR-1 | DRAFT | E1090.06.01 | Equipment & Furnishings E / Equipment E10 / Other Equipment E1090 / Undefined Asset Classification E1090.06 / Undefined Asset Classification E1090.06.01 | 2c1062c4-d3a6-4def-abf8-17e253bb3047 | US, CA, Pleasanton | ACTIVE | e9cc0059-5b0a-4c11-850b-b4eef65e39dd | Pleasanton Campus - Building B | ACTIVE | bb1d0392-8004-4690-9924-ee91e808b788 | General | f34b5105-923f-4925-bd9c-f21646679534 | Roof | Clorox | United States
EF 02B | p:clxib:r:2b2a7687-9b2cc84e | equip | p:clxib:r:2b2a75c0-a74108a8:All:All | {"health":{"date":"2025-04-26","score":100},"skyspark_id":""} | TRUE |  |  | e457a71d-47c3-4026-9932-aab61aa95635 | AUS292172 | Fan, Exhaust, Large (Three-Phase Motor)(EF-BR-2) | ACTIVE | UNK | UNK1198 | Fan, Exhaust, Large (Three-Phase Motor) |  |  | 2012-01-01T00:00:00 |  | UNK | e3c5b875-578d-432d-b1e5-6920cf6de8c4 | AUS292055 | EF-BR-2 | DRAFT | E1090.06.01 | Equipment & Furnishings E / Equipment E10 / Other Equipment E1090 / Undefined Asset Classification E1090.06 / Undefined Asset Classification E1090.06.01 | 2c1062c4-d3a6-4def-abf8-17e253bb3047 | US, CA, Pleasanton | ACTIVE | e9cc0059-5b0a-4c11-850b-b4eef65e39dd | Pleasanton Campus - Building B | ACTIVE | bb1d0392-8004-4690-9924-ee91e808b788 | General | f34b5105-923f-4925-bd9c-f21646679534 | Roof | Clorox | United States
EF 03B | p:clxib:r:2b2a7687-a864b0f3 | equip | p:clxib:r:2b2a75c0-a74108a8:All:All | {"health":{"date":"2025-04-26","score":80},"skyspark_id":""} | TRUE |  |  | 53af77c6-2550-4a91-9de2-9b904d4f0125 | AUS292177 | Fan, Exhaust, Large (Three-Phase Motor)(EF-BR-3 (Serves Restrooms)) | ACTIVE | UNK | UNK1351 | Fan, Exhaust, Large (Three-Phase Motor) |  |  | 2012-01-01T00:00:00 |  | UNK | 1a771ba5-456c-4706-98bc-f849311f5c9d | AUS292060 | EF-BR-3 (Serves Restrooms) | DRAFT | E1090.06.01 | Equipment & Furnishings E / Equipment E10 / Other Equipment E1090 / Undefined Asset Classification E1090.06 / Undefined Asset Classification E1090.06.01 | 2c1062c4-d3a6-4def-abf8-17e253bb3047 | US, CA, Pleasanton | ACTIVE | e9cc0059-5b0a-4c11-850b-b4eef65e39dd | Pleasanton Campus - Building B | ACTIVE | bb1d0392-8004-4690-9924-ee91e808b788 | General | f34b5105-923f-4925-bd9c-f21646679534 | Roof | Clorox | United States
ATS 01C | p:clxib:r:2b2a77c7-27b18aba | equip | p:clxib:r:2b2a75c0-d23db094:All:All | {"health":{"date":"2025-04-26","score":100},"skyspark_id":""} | TRUE |  |  | cc501da3-d99b-45a8-97ea-846b39c27763 | AUS292445 | Switch, Automatic Transfer(ATS-F1-116-ATS-LS) | ACTIVE | Eaton | UNK2131 | Switch, Automatic Transfer |  |  | 1990-01-01T00:00:00 |  | UNK | de22ae29-c3f7-48ce-b04a-858f1d1b4b7c | AUS292328 | ATS-F1-116-ATS-LS | DRAFT | E1090.06.01 | Equipment & Furnishings E / Equipment E10 / Other Equipment E1090 / Undefined Asset Classification E1090.06 / Undefined Asset Classification E1090.06.01 | 2c1062c4-d3a6-4def-abf8-17e253bb3047 | US, CA, Pleasanton | ACTIVE | 48fb2cf4-ea2c-48d3-9db7-ab704fe0d2ae | Pleasanton Campus - Building C | ACTIVE | a553a967-3e17-4621-9d7a-27d5237faac6 | General | dd89b7b5-5bdc-47bc-a80f-4e8fc71fba15 | General | Clorox | United States
ATS 01C | p:clxib:r:2b2a77c7-27b18aba | equip | p:clxib:r:2b2a75c0-d23db094:All:All | {"health":{"date":"2025-04-26","score":100},"skyspark_id":""} | TRUE |  |  | eb74f230-3edc-4527-a746-d0f39b90c900 | AUS292738 | Switch, Automatic Transfer(ATS-C1-143-C1EATS) | ACTIVE | Eaton | UNK1153 | Switch, Automatic Transfer |  |  | 1990-01-01T00:00:00 |  | UNK | 14cbe7da-a467-45bd-b820-93eaaeb3c0f0 | AUS292621 | ATS-C1-143-C1EATS | DRAFT | E1090.06.01 | Equipment & Furnishings E / Equipment E10 / Other Equipment E1090 / Undefined Asset Classification E1090.06 / Undefined Asset Classification E1090.06.01 | 2c1062c4-d3a6-4def-abf8-17e253bb3047 | US, CA, Pleasanton | ACTIVE | 48fb2cf4-ea2c-48d3-9db7-ab704fe0d2ae | Pleasanton Campus - Building C | ACTIVE | df20fac2-4273-44d5-8500-9e42286eabad | Floor 01 | 6e1fad7a-c6bc-49dc-a016-d78050d0a01b | C1 143 | Clorox | United States
EF 05C | p:clxib:r:2b2a77c7-3ea55fe2 | equip | p:clxib:r:2b2a75c0-d23db094:All:All | {"health":{"date":"2025-04-26","score":80},"skyspark_id":""} | TRUE |  |  | 85cfa5cf-339b-4982-b970-d3c7255cea62 | AUS292514 | Fan, Exhaust, Large (Three-Phase Motor)(EF-CR-5) | ACTIVE | Greenheck | (12816) 758-1204 | Fan, Exhaust, Large (Three-Phase Motor) |  |  | 2012-01-01T00:00:00 |  | SWB-224-30-CW-UB-X | 7e191e3d-ad54-4e3c-87db-06122b867751 | AUS292397 | EF-CR-5 | DRAFT | E1090.06.01 | Equipment & Furnishings E / Equipment E10 / Other Equipment E1090 / Undefined Asset Classification E1090.06 / Undefined Asset Classification E1090.06.01 | 2c1062c4-d3a6-4def-abf8-17e253bb3047 | US, CA, Pleasanton | ACTIVE | 48fb2cf4-ea2c-48d3-9db7-ab704fe0d2ae | Pleasanton Campus - Building C | ACTIVE | a553a967-3e17-4621-9d7a-27d5237faac6 | General | 14c5f239-17e6-4b8b-97d8-61a81c5d550e | Roof | Clorox | United States
MAU 01 | p:clxib:r:2b2a77c7-d624d965 | equip | p:clxib:r:2b2a75c0-d23db094:All:All | {"health":{"date":"2025-04-26","score":50},"skyspark_id":""} | TRUE |  |  | fc7f06d7-d80c-4890-9bc1-8999bf082482 | AUS292554 | Package HVAC Unit (Air/Water Cooled)(MAU-CR-1) | ACTIVE | Greenheck | 12827715 | Package HVAC Unit (Air/Water Cooled) |  |  | 2012-01-01T00:00:00 |  | 1GX-118-H32 | b26ec637-3b88-4c36-bfe1-902d36911369 | AUS292437 | MAU-CR-1 | DRAFT | E1090.06.01 | Equipment & Furnishings E / Equipment E10 / Other Equipment E1090 / Undefined Asset Classification E1090.06 / Undefined Asset Classification E1090.06.01 | 2c1062c4-d3a6-4def-abf8-17e253bb3047 | US, CA, Pleasanton | ACTIVE | 48fb2cf4-ea2c-48d3-9db7-ab704fe0d2ae | Pleasanton Campus - Building C | ACTIVE | a553a967-3e17-4621-9d7a-27d5237faac6 | General | 14c5f239-17e6-4b8b-97d8-61a81c5d550e | Roof | Clorox | United States
EF K02 | p:clxib:r:2b2a77c7-a1688fbb | equip | p:clxib:r:2b2a75c0-d23db094:All:All | {"health":{"date":"2025-04-26","score":80},"skyspark_id":""} | TRUE |  |  | 97d82b1b-eddc-4886-98a9-07b2b0e5c056 | AUS292506 | Fan, Exhaust, Large (Three-Phase Motor)(EF-CR-2) | ACTIVE | Greenheck | 96A13098 | Fan, Exhaust, Large (Three-Phase Motor) |  |  | 2012-01-01T00:00:00 |  | GB-260-15-X | 832425aa-dfd9-43c8-bc14-9a518349dbb5 | AUS292389 | EF-CR-2 | DRAFT | E1090.06.01 | Equipment & Furnishings E / Equipment E10 / Other Equipment E1090 / Undefined Asset Classification E1090.06 / Undefined Asset Classification E1090.06.01 | 2c1062c4-d3a6-4def-abf8-17e253bb3047 | US, CA, Pleasanton | ACTIVE | 48fb2cf4-ea2c-48d3-9db7-ab704fe0d2ae | Pleasanton Campus - Building C | ACTIVE | a553a967-3e17-4621-9d7a-27d5237faac6 | General | 14c5f239-17e6-4b8b-97d8-61a81c5d550e | Roof | Clorox | United States
EF K02 | p:clxib:r:2b2a77c7-a1688fbb | equip | p:clxib:r:2b2a75c0-d23db094:All:All | {"health":{"date":"2025-04-26","score":80},"skyspark_id":""} | TRUE |  |  | f2395e59-78f3-4636-b408-cb269a768ad7 | AUS292526 | Hood, Exhaust, Kitchen(EF-CR-CAFE-2 (Caf√©)) | ACTIVE | Greenheck | UNK1375 | Hood, Exhaust, Kitchen |  |  | 2012-01-01T00:00:00 |  | SWB-215-20-CW-UBU-6 | 7bfd28f2-91ba-46ce-be6b-727f03be67d5 | AUS292409 | EF-CR-CAFE-2 (Caf√©) | DRAFT | E1090.06.01 | Equipment & Furnishings E / Equipment E10 / Other Equipment E1090 / Undefined Asset Classification E1090.06 / Undefined Asset Classification E1090.06.01 | 2c1062c4-d3a6-4def-abf8-17e253bb3047 | US, CA, Pleasanton | ACTIVE | 48fb2cf4-ea2c-48d3-9db7-ab704fe0d2ae | Pleasanton Campus - Building C | ACTIVE | a553a967-3e17-4621-9d7a-27d5237faac6 | General | 14c5f239-17e6-4b8b-97d8-61a81c5d550e | Roof | Clorox | United States
MAU 01 Discharge Fan | p:clxib:r:2b2a781b-aeb0a07e | equip | p:clxib:r:2b2a75c0-d23db094:All:All | {"health":{"date":"2025-04-26","score":100},"skyspark_id":""} | TRUE |  |  | fc7f06d7-d80c-4890-9bc1-8999bf082482 | AUS292554 | Package HVAC Unit (Air/Water Cooled)(MAU-CR-1) | ACTIVE | Greenheck | 12827715 | Package HVAC Unit (Air/Water Cooled) |  |  | 2012-01-01T00:00:00 |  | 1GX-118-H32 | b26ec637-3b88-4c36-bfe1-902d36911369 | AUS292437 | MAU-CR-1 | DRAFT | E1090.06.01 | Equipment & Furnishings E / Equipment E10 / Other Equipment E1090 / Undefined Asset Classification E1090.06 / Undefined Asset Classification E1090.06.01 | 2c1062c4-d3a6-4def-abf8-17e253bb3047 | US, CA, Pleasanton | ACTIVE | 48fb2cf4-ea2c-48d3-9db7-ab704fe0d2ae | Pleasanton Campus - Building C | ACTIVE | a553a967-3e17-4621-9d7a-27d5237faac6 | General | 14c5f239-17e6-4b8b-97d8-61a81c5d550e | Roof | Clorox | United States
BLR 01 | p:clxib:r:2b2a77c7-332c43dd | equip | p:clxib:r:2b2a75c0-d23db094:All:All | {"health":{"date":"2025-04-26","score":100},"skyspark_id":""} | TRUE |  |  | c4bc89df-609a-4951-b092-6cde367d6865 | AUS292538 | Boiler, Steam, Fire Tube, Oil/Gas, <150 BHP(BLR-CR-1 (Lochinvar)) | ACTIVE | Raypak | 1.94512E+12 | Boiler, Steam, Fire Tube, Oil/Gas, <150 BHP |  |  | 2020-10-01T00:00:00 |  | WH9-2342A | 6cc540cb-a916-4954-8294-6ae6495225c5 | AUS292421 | BLR-CR-1 (Lochinvar) | DRAFT | E1090.06.01 | Equipment & Furnishings E / Equipment E10 / Other Equipment E1090 / Undefined Asset Classification E1090.06 / Undefined Asset Classification E1090.06.01 | 2c1062c4-d3a6-4def-abf8-17e253bb3047 | US, CA, Pleasanton | ACTIVE | 48fb2cf4-ea2c-48d3-9db7-ab704fe0d2ae | Pleasanton Campus - Building C | ACTIVE | a553a967-3e17-4621-9d7a-27d5237faac6 | General | 14c5f239-17e6-4b8b-97d8-61a81c5d550e | Roof | Clorox | United States
BLR 01 Circulation Pump | p:clxib:r:2b2a781b-e2161f1a | equip | p:clxib:r:2b2a75c0-d23db094:All:All | {"health":{"date":"2025-04-26","score":100},"skyspark_id":""} | TRUE |  |  | c4bc89df-609a-4951-b092-6cde367d6865 | AUS292538 | Boiler, Steam, Fire Tube, Oil/Gas, <150 BHP(BLR-CR-1 (Lochinvar)) | ACTIVE | Raypak | 1.94512E+12 | Boiler, Steam, Fire Tube, Oil/Gas, <150 BHP |  |  | 2020-10-01T00:00:00 |  | WH9-2342A | 6cc540cb-a916-4954-8294-6ae6495225c5 | AUS292421 | BLR-CR-1 (Lochinvar) | DRAFT | E1090.06.01 | Equipment & Furnishings E / Equipment E10 / Other Equipment E1090 / Undefined Asset Classification E1090.06 / Undefined Asset Classification E1090.06.01 | 2c1062c4-d3a6-4def-abf8-17e253bb3047 | US, CA, Pleasanton | ACTIVE | 48fb2cf4-ea2c-48d3-9db7-ab704fe0d2ae | Pleasanton Campus - Building C | ACTIVE | a553a967-3e17-4621-9d7a-27d5237faac6 | General | 14c5f239-17e6-4b8b-97d8-61a81c5d550e | Roof | Clorox | United States
EF 01C | p:clxib:r:2b2a77c7-cc613f67 | equip | p:clxib:r:2b2a75c0-d23db094:All:All | {"health":{"date":"2025-04-26","score":80},"skyspark_id":""} | TRUE |  |  | 08daf101-8b52-45e1-94bf-40c09555cb25 | AUS292519 | Hood, Exhaust, Kitchen(EF-CR-CAFE-1 (Caf√© Prep Hood)) | ACTIVE | Greenheck | UNK1374 | Hood, Exhaust, Kitchen |  |  | 2012-01-01T00:00:00 |  | CUBE-300XP-30-612816815 | e8689ef8-21cb-41c5-ba52-85251a271ed6 | AUS292402 | EF-CR-CAFE-1 (Caf√© Prep Hood) | DRAFT | E1090.06.01 | Equipment & Furnishings E / Equipment E10 / Other Equipment E1090 / Undefined Asset Classification E1090.06 / Undefined Asset Classification E1090.06.01 | 2c1062c4-d3a6-4def-abf8-17e253bb3047 | US, CA, Pleasanton | ACTIVE | 48fb2cf4-ea2c-48d3-9db7-ab704fe0d2ae | Pleasanton Campus - Building C | ACTIVE | a553a967-3e17-4621-9d7a-27d5237faac6 | General | 14c5f239-17e6-4b8b-97d8-61a81c5d550e | Roof | Clorox | United States
EF 01C | p:clxib:r:2b2a77c7-cc613f67 | equip | p:clxib:r:2b2a75c0-d23db094:All:All | {"health":{"date":"2025-04-26","score":80},"skyspark_id":""} | TRUE |  |  | 238fce64-3902-4630-aba5-5c3697b2f95f | AUS292498 | Fan, Exhaust, Large (Three-Phase Motor)(EF-CR-1) | ACTIVE | Greenheck | UNK1352 | Fan, Exhaust, Large (Three-Phase Motor) |  |  | 2012-01-01T00:00:00 |  | GB-180-5X-OD | 1507f41e-1012-41e6-b1bf-cbed742529cc | AUS292381 | EF-CR-1 | DRAFT | E1090.06.01 | Equipment & Furnishings E / Equipment E10 / Other Equipment E1090 / Undefined Asset Classification E1090.06 / Undefined Asset Classification E1090.06.01 | 2c1062c4-d3a6-4def-abf8-17e253bb3047 | US, CA, Pleasanton | ACTIVE | 48fb2cf4-ea2c-48d3-9db7-ab704fe0d2ae | Pleasanton Campus - Building C | ACTIVE | a553a967-3e17-4621-9d7a-27d5237faac6 | General | 14c5f239-17e6-4b8b-97d8-61a81c5d550e | Roof | Clorox | United States
EF 01C | p:clxib:r:2b2a77c7-cc613f67 | equip | p:clxib:r:2b2a75c0-d23db094:All:All | {"health":{"date":"2025-04-26","score":80},"skyspark_id":""} | TRUE |  |  | d8f00d19-e301-475a-b4b9-ccf1ab02adbe | AUS292499 | Fan, Exhaust, Large (Three-Phase Motor)(EF-CR-1-DW (Serves Caf√© Dishwasher)) | ACTIVE | Greenheck | UNK1353 | Fan, Exhaust, Large (Three-Phase Motor) |  |  | 2012-01-01T00:00:00 |  | CUBE-121-3 | d0293193-0929-45fb-811b-27a76ebb2f69 | AUS292382 | EF-CR-1-DW (Serves Caf√© Dishwasher) | DRAFT | E1090.06.01 | Equipment & Furnishings E / Equipment E10 / Other Equipment E1090 / Undefined Asset Classification E1090.06 / Undefined Asset Classification E1090.06.01 | 2c1062c4-d3a6-4def-abf8-17e253bb3047 | US, CA, Pleasanton | ACTIVE | 48fb2cf4-ea2c-48d3-9db7-ab704fe0d2ae | Pleasanton Campus - Building C | ACTIVE | a553a967-3e17-4621-9d7a-27d5237faac6 | General | 14c5f239-17e6-4b8b-97d8-61a81c5d550e | Roof | Clorox | United States
EF 02C | p:clxib:r:2b2a77c7-7a3811b2 | equip | p:clxib:r:2b2a75c0-d23db094:All:All | {"health":{"date":"2025-04-26","score":80},"skyspark_id":""} | TRUE |  |  | 97d82b1b-eddc-4886-98a9-07b2b0e5c056 | AUS292506 | Fan, Exhaust, Large (Three-Phase Motor)(EF-CR-2) | ACTIVE | Greenheck | 96A13098 | Fan, Exhaust, Large (Three-Phase Motor) |  |  | 2012-01-01T00:00:00 |  | GB-260-15-X | 832425aa-dfd9-43c8-bc14-9a518349dbb5 | AUS292389 | EF-CR-2 | DRAFT | E1090.06.01 | Equipment & Furnishings E / Equipment E10 / Other Equipment E1090 / Undefined Asset Classification E1090.06 / Undefined Asset Classification E1090.06.01 | 2c1062c4-d3a6-4def-abf8-17e253bb3047 | US, CA, Pleasanton | ACTIVE | 48fb2cf4-ea2c-48d3-9db7-ab704fe0d2ae | Pleasanton Campus - Building C | ACTIVE | a553a967-3e17-4621-9d7a-27d5237faac6 | General | 14c5f239-17e6-4b8b-97d8-61a81c5d550e | Roof | Clorox | United States
EF 02C | p:clxib:r:2b2a77c7-7a3811b2 | equip | p:clxib:r:2b2a75c0-d23db094:All:All | {"health":{"date":"2025-04-26","score":80},"skyspark_id":""} | TRUE |  |  | f2395e59-78f3-4636-b408-cb269a768ad7 | AUS292526 | Hood, Exhaust, Kitchen(EF-CR-CAFE-2 (Caf√©)) | ACTIVE | Greenheck | UNK1375 | Hood, Exhaust, Kitchen |  |  | 2012-01-01T00:00:00 |  | SWB-215-20-CW-UBU-6 | 7bfd28f2-91ba-46ce-be6b-727f03be67d5 | AUS292409 | EF-CR-CAFE-2 (Caf√©) | DRAFT | E1090.06.01 | Equipment & Furnishings E / Equipment E10 / Other Equipment E1090 / Undefined Asset Classification E1090.06 / Undefined Asset Classification E1090.06.01 | 2c1062c4-d3a6-4def-abf8-17e253bb3047 | US, CA, Pleasanton | ACTIVE | 48fb2cf4-ea2c-48d3-9db7-ab704fe0d2ae | Pleasanton Campus - Building C | ACTIVE | a553a967-3e17-4621-9d7a-27d5237faac6 | General | 14c5f239-17e6-4b8b-97d8-61a81c5d550e | Roof | Clorox | United States
EF K01 | p:clxib:r:2b2a77c7-ba8865ac | equip | p:clxib:r:2b2a75c0-d23db094:All:All | {"health":{"date":"2025-04-26","score":80},"skyspark_id":""} | TRUE |  |  | 08daf101-8b52-45e1-94bf-40c09555cb25 | AUS292519 | Hood, Exhaust, Kitchen(EF-CR-CAFE-1 (Caf√© Prep Hood)) | ACTIVE | Greenheck | UNK1374 | Hood, Exhaust, Kitchen |  |  | 2012-01-01T00:00:00 |  | CUBE-300XP-30-612816815 | e8689ef8-21cb-41c5-ba52-85251a271ed6 | AUS292402 | EF-CR-CAFE-1 (Caf√© Prep Hood) | DRAFT | E1090.06.01 | Equipment & Furnishings E / Equipment E10 / Other Equipment E1090 / Undefined Asset Classification E1090.06 / Undefined Asset Classification E1090.06.01 | 2c1062c4-d3a6-4def-abf8-17e253bb3047 | US, CA, Pleasanton | ACTIVE | 48fb2cf4-ea2c-48d3-9db7-ab704fe0d2ae | Pleasanton Campus - Building C | ACTIVE | a553a967-3e17-4621-9d7a-27d5237faac6 | General | 14c5f239-17e6-4b8b-97d8-61a81c5d550e | Roof | Clorox | United States
EF K01 | p:clxib:r:2b2a77c7-ba8865ac | equip | p:clxib:r:2b2a75c0-d23db094:All:All | {"health":{"date":"2025-04-26","score":80},"skyspark_id":""} | TRUE |  |  | 238fce64-3902-4630-aba5-5c3697b2f95f | AUS292498 | Fan, Exhaust, Large (Three-Phase Motor)(EF-CR-1) | ACTIVE | Greenheck | UNK1352 | Fan, Exhaust, Large (Three-Phase Motor) |  |  | 2012-01-01T00:00:00 |  | GB-180-5X-OD | 1507f41e-1012-41e6-b1bf-cbed742529cc | AUS292381 | EF-CR-1 | DRAFT | E1090.06.01 | Equipment & Furnishings E / Equipment E10 / Other Equipment E1090 / Undefined Asset Classification E1090.06 / Undefined Asset Classification E1090.06.01 | 2c1062c4-d3a6-4def-abf8-17e253bb3047 | US, CA, Pleasanton | ACTIVE | 48fb2cf4-ea2c-48d3-9db7-ab704fe0d2ae | Pleasanton Campus - Building C | ACTIVE | a553a967-3e17-4621-9d7a-27d5237faac6 | General | 14c5f239-17e6-4b8b-97d8-61a81c5d550e | Roof | Clorox | United States
EF K01 | p:clxib:r:2b2a77c7-ba8865ac | equip | p:clxib:r:2b2a75c0-d23db094:All:All | {"health":{"date":"2025-04-26","score":80},"skyspark_id":""} | TRUE |  |  | d8f00d19-e301-475a-b4b9-ccf1ab02adbe | AUS292499 | Fan, Exhaust, Large (Three-Phase Motor)(EF-CR-1-DW (Serves Caf√© Dishwasher)) | ACTIVE | Greenheck | UNK1353 | Fan, Exhaust, Large (Three-Phase Motor) |  |  | 2012-01-01T00:00:00 |  | CUBE-121-3 | d0293193-0929-45fb-811b-27a76ebb2f69 | AUS292382 | EF-CR-1-DW (Serves Caf√© Dishwasher) | DRAFT | E1090.06.01 | Equipment & Furnishings E / Equipment E10 / Other Equipment E1090 / Undefined Asset Classification E1090.06 / Undefined Asset Classification E1090.06.01 | 2c1062c4-d3a6-4def-abf8-17e253bb3047 | US, CA, Pleasanton | ACTIVE | 48fb2cf4-ea2c-48d3-9db7-ab704fe0d2ae | Pleasanton Campus - Building C | ACTIVE | a553a967-3e17-4621-9d7a-27d5237faac6 | General | 14c5f239-17e6-4b8b-97d8-61a81c5d550e | Roof | Clorox | United States
EF K03 | p:clxib:r:2b2a77c7-833cf681 | equip | p:clxib:r:2b2a75c0-d23db094:All:All | {"health":{"date":"2025-04-26","score":80},"skyspark_id":""} | TRUE |  |  | 0f95bcac-41ee-493c-849b-0d4a0300abef | AUS292510 | Fan, Exhaust, Large (Three-Phase Motor)(EF-CR-3) | ACTIVE | Greenheck | 96A0826 | Fan, Exhaust, Large (Three-Phase Motor) |  |  | 2012-01-01T00:00:00 |  | GB14--5X-QD | 6656e7d4-15ef-498e-8557-6524c9737af2 | AUS292393 | EF-CR-3 | DRAFT | E1090.06.01 | Equipment & Furnishings E / Equipment E10 / Other Equipment E1090 / Undefined Asset Classification E1090.06 / Undefined Asset Classification E1090.06.01 | 2c1062c4-d3a6-4def-abf8-17e253bb3047 | US, CA, Pleasanton | ACTIVE | 48fb2cf4-ea2c-48d3-9db7-ab704fe0d2ae | Pleasanton Campus - Building C | ACTIVE | a553a967-3e17-4621-9d7a-27d5237faac6 | General | 14c5f239-17e6-4b8b-97d8-61a81c5d550e | Roof | Clorox | United States
EF K03 | p:clxib:r:2b2a77c7-833cf681 | equip | p:clxib:r:2b2a75c0-d23db094:All:All | {"health":{"date":"2025-04-26","score":80},"skyspark_id":""} | TRUE |  |  | 8c18d59f-3072-4d76-901b-918bdffbeb98 | AUS292528 | Hood, Exhaust, Kitchen(EF-CR-CAFE-3 (Caf√©)) | ACTIVE | Greenheck | UNK1376 | Hood, Exhaust, Kitchen |  |  | 2012-01-01T00:00:00 |  | SWB-216-30CW-UB-6 | b5e75d9a-b1f4-465f-a007-98a63937603c | AUS292411 | EF-CR-CAFE-3 (Caf√©) | DRAFT | E1090.06.01 | Equipment & Furnishings E / Equipment E10 / Other Equipment E1090 / Undefined Asset Classification E1090.06 / Undefined Asset Classification E1090.06.01 | 2c1062c4-d3a6-4def-abf8-17e253bb3047 | US, CA, Pleasanton | ACTIVE | 48fb2cf4-ea2c-48d3-9db7-ab704fe0d2ae | Pleasanton Campus - Building C | ACTIVE | a553a967-3e17-4621-9d7a-27d5237faac6 | General | 14c5f239-17e6-4b8b-97d8-61a81c5d550e | Roof | Clorox | United States
EF 03C | p:clxib:r:2b2a77c7-2d531e7e | equip | p:clxib:r:2b2a75c0-d23db094:All:All | {"health":{"date":"2025-04-26","score":80},"skyspark_id":""} | TRUE |  |  | 0f95bcac-41ee-493c-849b-0d4a0300abef | AUS292510 | Fan, Exhaust, Large (Three-Phase Motor)(EF-CR-3) | ACTIVE | Greenheck | 96A0826 | Fan, Exhaust, Large (Three-Phase Motor) |  |  | 2012-01-01T00:00:00 |  | GB14--5X-QD | 6656e7d4-15ef-498e-8557-6524c9737af2 | AUS292393 | EF-CR-3 | DRAFT | E1090.06.01 | Equipment & Furnishings E / Equipment E10 / Other Equipment E1090 / Undefined Asset Classification E1090.06 / Undefined Asset Classification E1090.06.01 | 2c1062c4-d3a6-4def-abf8-17e253bb3047 | US, CA, Pleasanton | ACTIVE | 48fb2cf4-ea2c-48d3-9db7-ab704fe0d2ae | Pleasanton Campus - Building C | ACTIVE | a553a967-3e17-4621-9d7a-27d5237faac6 | General | 14c5f239-17e6-4b8b-97d8-61a81c5d550e | Roof | Clorox | United States
EF 03C | p:clxib:r:2b2a77c7-2d531e7e | equip | p:clxib:r:2b2a75c0-d23db094:All:All | {"health":{"date":"2025-04-26","score":80},"skyspark_id":""} | TRUE |  |  | 8c18d59f-3072-4d76-901b-918bdffbeb98 | AUS292528 | Hood, Exhaust, Kitchen(EF-CR-CAFE-3 (Caf√©)) | ACTIVE | Greenheck | UNK1376 | Hood, Exhaust, Kitchen |  |  | 2012-01-01T00:00:00 |  | SWB-216-30CW-UB-6 | b5e75d9a-b1f4-465f-a007-98a63937603c | AUS292411 | EF-CR-CAFE-3 (Caf√©) | DRAFT | E1090.06.01 | Equipment & Furnishings E / Equipment E10 / Other Equipment E1090 / Undefined Asset Classification E1090.06 / Undefined Asset Classification E1090.06.01 | 2c1062c4-d3a6-4def-abf8-17e253bb3047 | US, CA, Pleasanton | ACTIVE | 48fb2cf4-ea2c-48d3-9db7-ab704fe0d2ae | Pleasanton Campus - Building C | ACTIVE | a553a967-3e17-4621-9d7a-27d5237faac6 | General | 14c5f239-17e6-4b8b-97d8-61a81c5d550e | Roof | Clorox | United States
EF 01D02D | p:clxib:r:2b2a792e-dba13ca9 | equip | p:clxib:r:2b2a75c0-e0c24912:All:All | {"health":{"date":"2025-04-26","score":100},"skyspark_id":""} | TRUE |  |  | 6cc8c5ed-3f22-43f3-87e0-904b6de337f9 | AUS293153 | Fan, Exhaust, Large (Three-Phase Motor)(EF-DR-1) | ACTIVE | Greenheck | 12848692 1206 | Fan, Exhaust, Large (Three-Phase Motor) |  |  | 2012-01-20T00:00:00 |  | SWB-327-100-CW-UB-X | 317f9f17-8209-482b-972d-2a3f3fa58521 | AUS293036 | EF-DR-1 | DRAFT | E1090.06.01 | Equipment & Furnishings E / Equipment E10 / Other Equipment E1090 / Undefined Asset Classification E1090.06 / Undefined Asset Classification E1090.06.01 | 2c1062c4-d3a6-4def-abf8-17e253bb3047 | US, CA, Pleasanton | ACTIVE | f58c649f-c27e-4886-98fe-cf63f6bb6ecc | Pleasanton Campus - Building D | ACTIVE | 6e2fa335-84de-466d-ad60-f2bddfffafc9 | General | 9ed3543b-3fdb-44f7-a199-aed929579a6c | Roof | Clorox | United States
VFD PMP01D | p:clxib:r:2d274574-32c2691b | equip | p:clxib:r:2b2a75c0-e0c24912:All:All | {"health":{"date":"2025-04-26","score":100},"skyspark_id":""} | TRUE |  |  | 5e7e1501-2466-4a9c-94c0-48f291dc3acd | AUS293119 | Variable Frequency Drive(VFD-DR-1) | ACTIVE | UNK | UNK1525 | Variable Frequency Drive |  |  | 2012-01-01T00:00:00 |  | UNK | 5d08316c-30e5-4d35-958c-97eb72568b49 | AUS293002 | VFD-DR-1 | DRAFT | E1090.06.01 | Equipment & Furnishings E / Equipment E10 / Other Equipment E1090 / Undefined Asset Classification E1090.06 / Undefined Asset Classification E1090.06.01 | 2c1062c4-d3a6-4def-abf8-17e253bb3047 | US, CA, Pleasanton | ACTIVE | f58c649f-c27e-4886-98fe-cf63f6bb6ecc | Pleasanton Campus - Building D | ACTIVE | 6e2fa335-84de-466d-ad60-f2bddfffafc9 | General | 9ed3543b-3fdb-44f7-a199-aed929579a6c | Roof | Clorox | United States
BLR 01D | p:clxib:r:2b2a792e-8d258b0c | equip | p:clxib:r:2b2a75c0-e0c24912:All:All | {"health":{"date":"2025-04-26","score":90},"skyspark_id":""} | TRUE |  |  | 631f9c61-4b5f-4efd-8975-065350a264dd | AUS293216 | Boiler, Steam, Fire Tube, Oil/Gas, <150 BHP(BLR-DR-1) | ACTIVE | Laars | C12240992 | Boiler, Steam, Fire Tube, Oil/Gas, <150 BHP |  |  | 2012-01-01T00:00:00 |  | MT2H-1500NACK1CXN | 4348b2c9-2fe4-4516-9351-6605d1b80a1b | AUS293099 | BLR-DR-1 | DRAFT | E1090.06.01 | Equipment & Furnishings E / Equipment E10 / Other Equipment E1090 / Undefined Asset Classification E1090.06 / Undefined Asset Classification E1090.06.01 | 2c1062c4-d3a6-4def-abf8-17e253bb3047 | US, CA, Pleasanton | ACTIVE | f58c649f-c27e-4886-98fe-cf63f6bb6ecc | Pleasanton Campus - Building D | ACTIVE | 6e2fa335-84de-466d-ad60-f2bddfffafc9 | General | 9ed3543b-3fdb-44f7-a199-aed929579a6c | Roof | Clorox | United States
BLR 01D Circulation Pump | p:clxib:r:2d2745c7-7d980b79 | equip | p:clxib:r:2b2a75c0-e0c24912:All:All | {"health":{"date":"2025-04-26","score":100},"skyspark_id":""} | TRUE |  |  | 631f9c61-4b5f-4efd-8975-065350a264dd | AUS293216 | Boiler, Steam, Fire Tube, Oil/Gas, <150 BHP(BLR-DR-1) | ACTIVE | Laars | C12240992 | Boiler, Steam, Fire Tube, Oil/Gas, <150 BHP |  |  | 2012-01-01T00:00:00 |  | MT2H-1500NACK1CXN | 4348b2c9-2fe4-4516-9351-6605d1b80a1b | AUS293099 | BLR-DR-1 | DRAFT | E1090.06.01 | Equipment & Furnishings E / Equipment E10 / Other Equipment E1090 / Undefined Asset Classification E1090.06 / Undefined Asset Classification E1090.06.01 | 2c1062c4-d3a6-4def-abf8-17e253bb3047 | US, CA, Pleasanton | ACTIVE | f58c649f-c27e-4886-98fe-cf63f6bb6ecc | Pleasanton Campus - Building D | ACTIVE | 6e2fa335-84de-466d-ad60-f2bddfffafc9 | General | 9ed3543b-3fdb-44f7-a199-aed929579a6c | Roof | Clorox | United States
BLR 02D Circulation Pump | p:clxib:r:2d2745c7-13532301 | equip | p:clxib:r:2b2a75c0-e0c24912:All:All | {"health":{"date":"2025-04-26","score":100},"skyspark_id":""} | TRUE |  |  | 7d6b89b5-8e8c-4f49-9eff-8b93b5cb61bf | AUS293220 | Boiler, Steam, Fire Tube, Oil/Gas, <150 BHP(BLR-DR-2) | ACTIVE | Laars | C12240991 | Boiler, Steam, Fire Tube, Oil/Gas, <150 BHP |  |  | 2012-01-01T00:00:00 |  | MT2H-1500NACK1CXN | 413ef6c8-b935-49fc-9a08-704b42e29a76 | AUS293103 | BLR-DR-2 | DRAFT | E1090.06.01 | Equipment & Furnishings E / Equipment E10 / Other Equipment E1090 / Undefined Asset Classification E1090.06 / Undefined Asset Classification E1090.06.01 | 2c1062c4-d3a6-4def-abf8-17e253bb3047 | US, CA, Pleasanton | ACTIVE | f58c649f-c27e-4886-98fe-cf63f6bb6ecc | Pleasanton Campus - Building D | ACTIVE | 6e2fa335-84de-466d-ad60-f2bddfffafc9 | General | 9ed3543b-3fdb-44f7-a199-aed929579a6c | Roof | Clorox | United States
BLR 03D | p:clxib:r:2b2a792e-7ca5e3d3 | equip | p:clxib:r:2b2a75c0-e0c24912:All:All | {"health":{"date":"2025-04-26","score":100},"skyspark_id":""} | TRUE |  |  | 0b6eebe1-e042-41dc-8443-e2badc71af90 | AUS293226 | Boiler, Steam, Fire Tube, Oil/Gas, <150 BHP(BLR-DR-3) | ACTIVE | Raypak | (61) 025-6708 | Boiler, Steam, Fire Tube, Oil/Gas, <150 BHP |  |  | 2006-01-01T00:00:00 |  | WH9 1532A | 61676f56-a742-45db-a94c-6937489c0144 | AUS293109 | BLR-DR-3 | DRAFT | E1090.06.01 | Equipment & Furnishings E / Equipment E10 / Other Equipment E1090 / Undefined Asset Classification E1090.06 / Undefined Asset Classification E1090.06.01 | 2c1062c4-d3a6-4def-abf8-17e253bb3047 | US, CA, Pleasanton | ACTIVE | f58c649f-c27e-4886-98fe-cf63f6bb6ecc | Pleasanton Campus - Building D | ACTIVE | 6e2fa335-84de-466d-ad60-f2bddfffafc9 | General | 9ed3543b-3fdb-44f7-a199-aed929579a6c | Roof | Clorox | United States
BLR 03D Circulation Pump | p:clxib:r:2b2a7988-7559a90d | equip | p:clxib:r:2b2a75c0-e0c24912:All:All | {"health":{"date":"2025-04-26","score":100},"skyspark_id":""} | TRUE |  |  | 0b6eebe1-e042-41dc-8443-e2badc71af90 | AUS293226 | Boiler, Steam, Fire Tube, Oil/Gas, <150 BHP(BLR-DR-3) | ACTIVE | Raypak | (61) 025-6708 | Boiler, Steam, Fire Tube, Oil/Gas, <150 BHP |  |  | 2006-01-01T00:00:00 |  | WH9 1532A | 61676f56-a742-45db-a94c-6937489c0144 | AUS293109 | BLR-DR-3 | DRAFT | E1090.06.01 | Equipment & Furnishings E / Equipment E10 / Other Equipment E1090 / Undefined Asset Classification E1090.06 / Undefined Asset Classification E1090.06.01 | 2c1062c4-d3a6-4def-abf8-17e253bb3047 | US, CA, Pleasanton | ACTIVE | f58c649f-c27e-4886-98fe-cf63f6bb6ecc | Pleasanton Campus - Building D | ACTIVE | 6e2fa335-84de-466d-ad60-f2bddfffafc9 | General | 9ed3543b-3fdb-44f7-a199-aed929579a6c | Roof | Clorox | United States
EF 04D05D | p:clxib:r:2b2a792e-f43a4b32 | equip | p:clxib:r:2b2a75c0-e0c24912:All:All | {"health":{"date":"2025-04-26","score":100},"skyspark_id":""} | TRUE |  |  | f928330b-ca2d-4675-bb49-2c0b73249aea | AUS293169 | Fan, Exhaust, Large (Three-Phase Motor)(EF-DR-4) | ACTIVE | Greenheck | 12848695 1206 | Fan, Exhaust, Large (Three-Phase Motor) |  |  | 2012-01-20T00:00:00 |  | SWB-333-150-CW-UB-X | 58046549-a064-45cd-8060-50c4d4a1464d | AUS293052 | EF-DR-4 | DRAFT | E1090.06.01 | Equipment & Furnishings E / Equipment E10 / Other Equipment E1090 / Undefined Asset Classification E1090.06 / Undefined Asset Classification E1090.06.01 | 2c1062c4-d3a6-4def-abf8-17e253bb3047 | US, CA, Pleasanton | ACTIVE | f58c649f-c27e-4886-98fe-cf63f6bb6ecc | Pleasanton Campus - Building D | ACTIVE | 6e2fa335-84de-466d-ad60-f2bddfffafc9 | General | 9ed3543b-3fdb-44f7-a199-aed929579a6c | Roof | Clorox | United States
EF 08D | p:clxib:r:2b2a792e-a5f2f1df | equip | p:clxib:r:2b2a75c0-e0c24912:All:All | {"health":{"date":"2025-04-26","score":100},"skyspark_id":""} | TRUE |  |  | 4cd28459-eb2b-4a3b-aa73-90680d482c03 | AUS293235 | Fan, Exhaust, Large (Three-Phase Motor)(EF-DR-8) | ACTIVE | Greenheck | 12846762 1205 | Fan, Exhaust, Large (Three-Phase Motor) |  |  | 2012-01-20T00:00:00 |  | CUBE-099-4-X | b9075822-db3c-462a-af5f-9da6a9ba65d9 | AUS293118 | EF-DR-8 | DRAFT | E1090.06.01 | Equipment & Furnishings E / Equipment E10 / Other Equipment E1090 / Undefined Asset Classification E1090.06 / Undefined Asset Classification E1090.06.01 | 2c1062c4-d3a6-4def-abf8-17e253bb3047 | US, CA, Pleasanton | ACTIVE | f58c649f-c27e-4886-98fe-cf63f6bb6ecc | Pleasanton Campus - Building D | ACTIVE | 6e2fa335-84de-466d-ad60-f2bddfffafc9 | General | 9ed3543b-3fdb-44f7-a199-aed929579a6c | Roof | Clorox | United States
VFD PMP04D | p:clxib:r:2d274574-ed2ada66 | equip | p:clxib:r:2b2a75c0-e0c24912:All:All | {"health":{"date":"2025-04-26","score":100},"skyspark_id":""} | TRUE |  |  | f2bbfe21-3c87-4e37-8906-f5d892540395 | AUS293191 | Variable Frequency Drive(VFD-DR-4) | ACTIVE | UNK | UNK1688 | Variable Frequency Drive |  |  | 2012-01-20T00:00:00 |  | UNK | 95b6db87-caf7-4a9e-be1e-73d9e3aea534 | AUS293074 | VFD-DR-4 | DRAFT | E1090.06.01 | Equipment & Furnishings E / Equipment E10 / Other Equipment E1090 / Undefined Asset Classification E1090.06 / Undefined Asset Classification E1090.06.01 | 2c1062c4-d3a6-4def-abf8-17e253bb3047 | US, CA, Pleasanton | ACTIVE | f58c649f-c27e-4886-98fe-cf63f6bb6ecc | Pleasanton Campus - Building D | ACTIVE | 6e2fa335-84de-466d-ad60-f2bddfffafc9 | General | 9ed3543b-3fdb-44f7-a199-aed929579a6c | Roof | Clorox | United States
EF 07D | p:clxib:r:2b2a792e-3181286e | equip | p:clxib:r:2b2a75c0-e0c24912:All:All | {"health":{"date":"2025-04-26","score":100},"skyspark_id":""} | TRUE |  |  | 7b631528-3750-48c2-83be-29bc6db32dd6 | AUS293176 | Fan, Exhaust, Large (Three-Phase Motor)(EF-DR-7) | ACTIVE | Greenheck | (12846) 761-1205 | Fan, Exhaust, Large (Three-Phase Motor) |  |  | 2012-01-20T00:00:00 |  | CUBE-099-4-X | 2c5e205f-c2bb-46ab-85cd-b4f30746b873 | AUS293059 | EF-DR-7 | DRAFT | E1090.06.01 | Equipment & Furnishings E / Equipment E10 / Other Equipment E1090 / Undefined Asset Classification E1090.06 / Undefined Asset Classification E1090.06.01 | 2c1062c4-d3a6-4def-abf8-17e253bb3047 | US, CA, Pleasanton | ACTIVE | f58c649f-c27e-4886-98fe-cf63f6bb6ecc | Pleasanton Campus - Building D | ACTIVE | 6e2fa335-84de-466d-ad60-f2bddfffafc9 | General | 9ed3543b-3fdb-44f7-a199-aed929579a6c | Roof | Clorox | United States
EF 09D | p:clxib:r:2b2a792e-2b5dae14 | equip | p:clxib:r:2b2a75c0-e0c24912:All:All | {"health":{"date":"2025-04-26","score":100},"skyspark_id":""} | TRUE |  |  | 4ffbf697-f011-4de4-9875-2eb4e146f268 | AUS293239 | Fan, Exhaust, Large (Three-Phase Motor)(EF-DR-9) | ACTIVE | Greenheck | 12920542 1206 | Fan, Exhaust, Large (Three-Phase Motor) |  |  | 2012-01-20T00:00:00 |  | CUBE-099-4-X | 871c8768-dac6-47e7-9b7e-1b6f86fa09ab | AUS293122 | EF-DR-9 | DRAFT | E1090.06.01 | Equipment & Furnishings E / Equipment E10 / Other Equipment E1090 / Undefined Asset Classification E1090.06 / Undefined Asset Classification E1090.06.01 | 2c1062c4-d3a6-4def-abf8-17e253bb3047 | US, CA, Pleasanton | ACTIVE | f58c649f-c27e-4886-98fe-cf63f6bb6ecc | Pleasanton Campus - Building D | ACTIVE | 6e2fa335-84de-466d-ad60-f2bddfffafc9 | General | 9ed3543b-3fdb-44f7-a199-aed929579a6c | Roof | Clorox | United States
VFD PMP03D | p:clxib:r:2d274574-7f94ddd0 | equip | p:clxib:r:2b2a75c0-e0c24912:All:All | {"health":{"date":"2025-04-26","score":100},"skyspark_id":""} | TRUE |  |  | 0e438013-fbb0-4404-be8c-25053748adf2 | AUS293189 | Variable Frequency Drive(VFD-DR-3) | ACTIVE | UNK | UNK1687 | Variable Frequency Drive |  |  | 2012-01-20T00:00:00 |  | UNK | 798e921b-4815-41d3-8185-6ddae3773afb | AUS293072 | VFD-DR-3 | DRAFT | E1090.06.01 | Equipment & Furnishings E / Equipment E10 / Other Equipment E1090 / Undefined Asset Classification E1090.06 / Undefined Asset Classification E1090.06.01 | 2c1062c4-d3a6-4def-abf8-17e253bb3047 | US, CA, Pleasanton | ACTIVE | f58c649f-c27e-4886-98fe-cf63f6bb6ecc | Pleasanton Campus - Building D | ACTIVE | 6e2fa335-84de-466d-ad60-f2bddfffafc9 | General | 9ed3543b-3fdb-44f7-a199-aed929579a6c | Roof | Clorox | United States
VFD PMP02D | p:clxib:r:2d274574-aff7d089 | equip | p:clxib:r:2b2a75c0-e0c24912:All:All | {"health":{"date":"2025-04-26","score":90},"skyspark_id":""} | TRUE |  |  | f8d769ee-2b39-4295-8cf7-2ee5c3f667d1 | AUS293186 | Variable Frequency Drive(VFD-DR-2) | ACTIVE | UNK | UNK1686 | Variable Frequency Drive |  |  | 2012-01-20T00:00:00 |  | UNK | 8e8eecec-de9c-4159-920f-dd30dcf852d6 | AUS293069 | VFD-DR-2 | DRAFT | E1090.06.01 | Equipment & Furnishings E / Equipment E10 / Other Equipment E1090 / Undefined Asset Classification E1090.06 / Undefined Asset Classification E1090.06.01 | 2c1062c4-d3a6-4def-abf8-17e253bb3047 | US, CA, Pleasanton | ACTIVE | f58c649f-c27e-4886-98fe-cf63f6bb6ecc | Pleasanton Campus - Building D | ACTIVE | 6e2fa335-84de-466d-ad60-f2bddfffafc9 | General | 9ed3543b-3fdb-44f7-a199-aed929579a6c | Roof | Clorox | United States
BLR 02D | p:clxib:r:2b2a792e-f038fbfb | equip | p:clxib:r:2b2a75c0-e0c24912:All:All | {"health":{"date":"2025-04-26","score":90},"skyspark_id":""} | TRUE |  |  | 7d6b89b5-8e8c-4f49-9eff-8b93b5cb61bf | AUS293220 | Boiler, Steam, Fire Tube, Oil/Gas, <150 BHP(BLR-DR-2) | ACTIVE | Laars | C12240991 | Boiler, Steam, Fire Tube, Oil/Gas, <150 BHP |  |  | 2012-01-01T00:00:00 |  | MT2H-1500NACK1CXN | 413ef6c8-b935-49fc-9a08-704b42e29a76 | AUS293103 | BLR-DR-2 | DRAFT | E1090.06.01 | Equipment & Furnishings E / Equipment E10 / Other Equipment E1090 / Undefined Asset Classification E1090.06 / Undefined Asset Classification E1090.06.01 | 2c1062c4-d3a6-4def-abf8-17e253bb3047 | US, CA, Pleasanton | ACTIVE | f58c649f-c27e-4886-98fe-cf63f6bb6ecc | Pleasanton Campus - Building D | ACTIVE | 6e2fa335-84de-466d-ad60-f2bddfffafc9 | General | 9ed3543b-3fdb-44f7-a199-aed929579a6c | Roof | Clorox | United States
EF 01E02E | p:clxib:r:2b2a7a7e-cf7a2a85 | equip | p:clxib:r:2b2a75c0-f63e0756:All:All | {"health":{"date":"2025-04-26","score":100},"skyspark_id":""} | TRUE |  |  | 70aeb819-a16f-4917-9061-ad4ed7c4b6e7 | AUS289992 | Fan, Exhaust, Large (Three-Phase Motor)(EF-ER-1 Serves West Hoods) | ACTIVE | Greenheck | (12848) 059-1205 | Fan, Exhaust, Large (Three-Phase Motor) |  |  | 2012-01-20T00:00:00 |  | SWB-222-75-CW-UVX | 973640d5-1450-4471-81ce-077edac3c84a | AUS289875 | EF-ER-1 Serves West Hoods | DRAFT | E1090.06.01 | Equipment & Furnishings E / Equipment E10 / Other Equipment E1090 / Undefined Asset Classification E1090.06 / Undefined Asset Classification E1090.06.01 | 2c1062c4-d3a6-4def-abf8-17e253bb3047 | US, CA, Pleasanton | ACTIVE | 2455e59b-ec07-47f4-a1c4-faffedc7fa70 | Pleasanton Campus - Building E | ACTIVE | 63a27bfb-649d-4165-9fc6-0157ed9b67e2 | General | b1872466-a031-4acc-821d-8b16cbb5f628 | Roof | Clorox | United States
BLR 01E | p:clxib:r:2b2a7a7e-5260b2a6 | equip | p:clxib:r:2b2a75c0-f63e0756:All:All | {"health":{"date":"2025-04-26","score":100},"skyspark_id":""} | TRUE |  |  | c47cebee-e6fa-41f9-91f7-0d92adaebbf4 | AUS289959 | Boiler, Steam, Fire Tube, Oil/Gas, <150 BHP(BLR-ER-1) | ACTIVE | Raypak | (1206) 344-1226 | Boiler, Steam, Fire Tube, Oil/Gas, <150 BHP |  |  | 2012-01-01T00:00:00 |  | WH3-HD401 | 9b6585e6-13c2-41ee-9973-c0ef6488ebe8 | AUS289842 | BLR-ER-1 | DRAFT | E1090.06.01 | Equipment & Furnishings E / Equipment E10 / Other Equipment E1090 / Undefined Asset Classification E1090.06 / Undefined Asset Classification E1090.06.01 | 2c1062c4-d3a6-4def-abf8-17e253bb3047 | US, CA, Pleasanton | ACTIVE | 2455e59b-ec07-47f4-a1c4-faffedc7fa70 | Pleasanton Campus - Building E | ACTIVE | 63a27bfb-649d-4165-9fc6-0157ed9b67e2 | General | b1872466-a031-4acc-821d-8b16cbb5f628 | Roof | Clorox | United States
BLR 02E | p:clxib:r:2b2a7a7e-5fbe3be3 | equip | p:clxib:r:2b2a75c0-f63e0756:All:All | {"health":{"date":"2025-04-26","score":100},"skyspark_id":""} | TRUE |  |  | 11210690-52c8-4e6d-aa63-e846e5fdc3d2 | AUS289963 | Boiler, Steam, Fire Tube, Oil/Gas, <150 BHP(BLR-ER-2) | ACTIVE | Laars | C12240990 | Boiler, Steam, Fire Tube, Oil/Gas, <150 BHP |  |  | 2012-01-01T00:00:00 |  | MT2H-1500NACK1CXN | 0c3d140b-5322-4774-afae-e5b05271041a | AUS289846 | BLR-ER-2 | DRAFT | E1090.06.01 | Equipment & Furnishings E / Equipment E10 / Other Equipment E1090 / Undefined Asset Classification E1090.06 / Undefined Asset Classification E1090.06.01 | 2c1062c4-d3a6-4def-abf8-17e253bb3047 | US, CA, Pleasanton | ACTIVE | 2455e59b-ec07-47f4-a1c4-faffedc7fa70 | Pleasanton Campus - Building E | ACTIVE | 63a27bfb-649d-4165-9fc6-0157ed9b67e2 | General | b1872466-a031-4acc-821d-8b16cbb5f628 | Roof | Clorox | United States
BLR 03E | p:clxib:r:2b2a7a7e-9533842e | equip | p:clxib:r:2b2a75c0-f63e0756:All:All | {"health":{"date":"2025-04-26","score":50},"skyspark_id":""} | TRUE |  |  | fb0a22e7-ebd8-454c-aa62-253b7a6e742d | AUS289965 | Boiler, Steam, Fire Tube, Oil/Gas, <150 BHP(BLR-ER-3) | ACTIVE | Raypak | 610256709 | Boiler, Steam, Fire Tube, Oil/Gas, <150 BHP |  |  | 2014-01-01T00:00:00 |  | WH91532A | 35a7b29b-1b63-4d34-a4d9-35e02ffdcdcb | AUS289848 | BLR-ER-3 | DRAFT | E1090.06.01 | Equipment & Furnishings E / Equipment E10 / Other Equipment E1090 / Undefined Asset Classification E1090.06 / Undefined Asset Classification E1090.06.01 | 2c1062c4-d3a6-4def-abf8-17e253bb3047 | US, CA, Pleasanton | ACTIVE | 2455e59b-ec07-47f4-a1c4-faffedc7fa70 | Pleasanton Campus - Building E | ACTIVE | 63a27bfb-649d-4165-9fc6-0157ed9b67e2 | General | b1872466-a031-4acc-821d-8b16cbb5f628 | Roof | Clorox | United States
EF 04E05E | p:clxib:r:2b2a7a7e-6dbfb18f | equip | p:clxib:r:2b2a75c0-f63e0756:All:All | {"health":{"date":"2025-04-26","score":100},"skyspark_id":""} | TRUE |  |  | bf85d9b2-b8e3-4e38-abde-3c11d8af167a | AUS290000 | Fan, Exhaust, Large (Three-Phase Motor)(EF-ER-4 Serves East Hoods) | ACTIVE | Greenheck | UNK1779 | Fan, Exhaust, Large (Three-Phase Motor) |  |  | 2012-01-20T00:00:00 |  | SWB327100CHUBX | efc156c9-b1fe-4341-aa32-8256ceb5d491 | AUS289883 | EF-ER-4 Serves East Hoods | DRAFT | E1090.06.01 | Equipment & Furnishings E / Equipment E10 / Other Equipment E1090 / Undefined Asset Classification E1090.06 / Undefined Asset Classification E1090.06.01 | 2c1062c4-d3a6-4def-abf8-17e253bb3047 | US, CA, Pleasanton | ACTIVE | 2455e59b-ec07-47f4-a1c4-faffedc7fa70 | Pleasanton Campus - Building E | ACTIVE | 63a27bfb-649d-4165-9fc6-0157ed9b67e2 | General | b1872466-a031-4acc-821d-8b16cbb5f628 | Roof | Clorox | United States
EF 07E | p:clxib:r:2b2a7a7e-50365855 | equip | p:clxib:r:2b2a75c0-f63e0756:All:All | {"health":{"date":"2025-04-26","score":80},"skyspark_id":""} | TRUE |  |  | c7d17d61-68ea-43d2-8b94-306432557f11 | AUS290006 | Fan, Exhaust, Large (Three-Phase Motor)(EF-ER-7) | ACTIVE | Greenheck | (12848) 061-1205 | Fan, Exhaust, Large (Three-Phase Motor) |  |  | 2012-01-20T00:00:00 |  | SWB-216-15-CW-UVX | ec79e0a6-2df6-4017-ab4a-b3dc3e2e253e | AUS289889 | EF-ER-7 | DRAFT | E1090.06.01 | Equipment & Furnishings E / Equipment E10 / Other Equipment E1090 / Undefined Asset Classification E1090.06 / Undefined Asset Classification E1090.06.01 | 2c1062c4-d3a6-4def-abf8-17e253bb3047 | US, CA, Pleasanton | ACTIVE | 2455e59b-ec07-47f4-a1c4-faffedc7fa70 | Pleasanton Campus - Building E | ACTIVE | 63a27bfb-649d-4165-9fc6-0157ed9b67e2 | General | b1872466-a031-4acc-821d-8b16cbb5f628 | Roof | Clorox | United States
EF 11F | p:clxib:r:2b2a7bae-01eab0df | equip | p:clxib:r:2b2a75c0-181e05f7:All:All | {"health":{"date":"2025-04-26","score":100},"skyspark_id":""} | TRUE |  |  | d83a403d-4e1f-48ea-898b-78a329150cd9 | AUS290495 | Fan, Exhaust, Large (Three-Phase Motor)(EF-FR-11 (Serves F2-104)) | ACTIVE | Cook | 078SD98625-00/0002001 | Fan, Exhaust, Large (Three-Phase Motor) |  |  | 2012-01-20T00:00:00 |  | 150ACRUH | cf5230da-e6eb-45c0-81db-cbbf61b5e77e | AUS290378 | EF-FR-11 (Serves F2-104) | DRAFT | E1090.06.01 | Equipment & Furnishings E / Equipment E10 / Other Equipment E1090 / Undefined Asset Classification E1090.06 / Undefined Asset Classification E1090.06.01 | 2c1062c4-d3a6-4def-abf8-17e253bb3047 | US, CA, Pleasanton | ACTIVE | d32d7212-86f2-478c-bde5-68ac765b3db4 | Pleasanton Campus - Building F | ACTIVE | d1ff2b56-2453-4c56-a61e-663e60885647 | General | 101c617e-bb3f-40f1-af1e-d2f266354984 | Roof | Clorox | United States
EF 01F | p:clxib:r:2b2a7bae-45adb766 | equip | p:clxib:r:2b2a75c0-181e05f7:All:All | {"health":{"date":"2025-04-26","score":100},"skyspark_id":""} | TRUE |  |  | dc182ff9-9bf3-455d-8a68-e0ccb4f1e6ba | AUS290488 | Fan, Exhaust, Large (Three-Phase Motor)(EF-FR-1) | ACTIVE | Cook | 078SD98625-01/0000701 | Fan, Exhaust, Large (Three-Phase Motor) |  |  | 2012-01-20T00:00:00 |  | 300 CPS | 4c900739-3815-4029-942c-97072799da42 | AUS290371 | EF-FR-1 | DRAFT | E1090.06.01 | Equipment & Furnishings E / Equipment E10 / Other Equipment E1090 / Undefined Asset Classification E1090.06 / Undefined Asset Classification E1090.06.01 | 2c1062c4-d3a6-4def-abf8-17e253bb3047 | US, CA, Pleasanton | ACTIVE | d32d7212-86f2-478c-bde5-68ac765b3db4 | Pleasanton Campus - Building F | ACTIVE | d1ff2b56-2453-4c56-a61e-663e60885647 | General | 101c617e-bb3f-40f1-af1e-d2f266354984 | Roof | Clorox | United States
BLR 02AF | p:clxib:r:2b2a7bae-b1f45505 | equip | p:clxib:r:2b2a75c0-181e05f7:All:All | {"health":{"date":"2025-04-26","score":100},"skyspark_id":""} | TRUE |  |  | 05a13562-b607-459c-91e4-e8831f9442bd | AUS291230 | Boiler, Steam, Fire Tube, Oil/Gas, <150 BHP(BLR-F2-121-2) | ACTIVE | Laars | UNK1713 | Boiler, Steam, Fire Tube, Oil/Gas, <150 BHP |  |  | 2012-01-01T00:00:00 |  | 400 | 7b1187be-fb72-40aa-a7fa-df7337c452e4 | AUS291113 | BLR-F2-121-2 | DRAFT | E1090.06.01 | Equipment & Furnishings E / Equipment E10 / Other Equipment E1090 / Undefined Asset Classification E1090.06 / Undefined Asset Classification E1090.06.01 | 2c1062c4-d3a6-4def-abf8-17e253bb3047 | US, CA, Pleasanton | ACTIVE | d32d7212-86f2-478c-bde5-68ac765b3db4 | Pleasanton Campus - Building F | ACTIVE | 8babf3d4-97ff-4d1c-8937-48201b3af086 | Floor 02 | 90587ed8-1bb3-46bd-a12f-21fe95c9aaa6 | General | Clorox | United States
BLR 02AF | p:clxib:r:2b2a7bae-b1f45505 | equip | p:clxib:r:2b2a75c0-181e05f7:All:All | {"health":{"date":"2025-04-26","score":100},"skyspark_id":""} | TRUE |  |  | 12e19408-83f1-4f2a-b065-437da6d5b724 | AUS291214 | Boiler, Steam, Fire Tube, Oil/Gas, <150 BHP(BLR-F2-110B-1) | ACTIVE | Laars | C12238929 | Boiler, Steam, Fire Tube, Oil/Gas, <150 BHP |  |  | 2012-01-01T00:00:00 |  | PNCH1750NACL2BXN | bdbaec67-8df8-42a5-ad5a-5667bbe54573 | AUS291097 | BLR-F2-110B-1 | DRAFT | E1090.06.01 | Equipment & Furnishings E / Equipment E10 / Other Equipment E1090 / Undefined Asset Classification E1090.06 / Undefined Asset Classification E1090.06.01 | 2c1062c4-d3a6-4def-abf8-17e253bb3047 | US, CA, Pleasanton | ACTIVE | d32d7212-86f2-478c-bde5-68ac765b3db4 | Pleasanton Campus - Building F | ACTIVE | 8babf3d4-97ff-4d1c-8937-48201b3af086 | Floor 02 | 90587ed8-1bb3-46bd-a12f-21fe95c9aaa6 | General | Clorox | United States
BLR 02AF | p:clxib:r:2b2a7bae-b1f45505 | equip | p:clxib:r:2b2a75c0-181e05f7:All:All | {"health":{"date":"2025-04-26","score":100},"skyspark_id":""} | TRUE |  |  | 230ba42a-3706-4ed3-b18c-215d035154d3 | AUS291223 | Boiler,#1 Steam, Fire Tube, Oil/Gas, 150 BHP(BLR-F2-110B-(A1)) | ACTIVE | Ajax | 101525 | Boiler,#1 Steam, Fire Tube, Oil/Gas, 150 BHP |  |  | 2012-01-01T00:00:00 |  | SRLG-100-W | bbdd88e6-5578-4abe-a6f0-ffeeb5356433 | AUS291106 | BLR-F2-110B-(A1) | DRAFT | E1090.06.01 | Equipment & Furnishings E / Equipment E10 / Other Equipment E1090 / Undefined Asset Classification E1090.06 / Undefined Asset Classification E1090.06.01 | 2c1062c4-d3a6-4def-abf8-17e253bb3047 | US, CA, Pleasanton | ACTIVE | d32d7212-86f2-478c-bde5-68ac765b3db4 | Pleasanton Campus - Building F | ACTIVE | 8babf3d4-97ff-4d1c-8937-48201b3af086 | Floor 02 | 90587ed8-1bb3-46bd-a12f-21fe95c9aaa6 | General | Clorox | United States
BLR 02AF | p:clxib:r:2b2a7bae-b1f45505 | equip | p:clxib:r:2b2a75c0-181e05f7:All:All | {"health":{"date":"2025-04-26","score":100},"skyspark_id":""} | TRUE |  |  | ab346983-c306-4b9a-bcba-5bdc8eb6b822 | AUS291227 | Boiler, Steam, Fire Tube, Oil/Gas, <150 BHP(BLR-F2-121-1) | ACTIVE | Laars | UNK1712 | Boiler, Steam, Fire Tube, Oil/Gas, <150 BHP |  |  | 2008-01-01T00:00:00 |  | 400 | 582a6fd4-e89b-4629-9ec5-127e9ffb7a41 | AUS291110 | BLR-F2-121-1 | DRAFT | E1090.06.01 | Equipment & Furnishings E / Equipment E10 / Other Equipment E1090 / Undefined Asset Classification E1090.06 / Undefined Asset Classification E1090.06.01 | 2c1062c4-d3a6-4def-abf8-17e253bb3047 | US, CA, Pleasanton | ACTIVE | d32d7212-86f2-478c-bde5-68ac765b3db4 | Pleasanton Campus - Building F | ACTIVE | 8babf3d4-97ff-4d1c-8937-48201b3af086 | Floor 02 | 90587ed8-1bb3-46bd-a12f-21fe95c9aaa6 | General | Clorox | United States
BLR 02AF | p:clxib:r:2b2a7bae-b1f45505 | equip | p:clxib:r:2b2a75c0-181e05f7:All:All | {"health":{"date":"2025-04-26","score":100},"skyspark_id":""} | TRUE |  |  | ababbdb2-665b-42ab-b16e-651d40601501 | AUS291220 | Boiler, Steam, Fire Tube, Oil/Gas, <150 BHP(BLR-F2-110B-3) | ACTIVE | Laars | C12238931 | Boiler, Steam, Fire Tube, Oil/Gas, <150 BHP |  |  | 2012-01-01T00:00:00 |  | PNCH1750NACL2BXN | 455f2c64-0121-44ff-ab1b-da4ee466de20 | AUS291103 | BLR-F2-110B-3 | DRAFT | E1090.06.01 | Equipment & Furnishings E / Equipment E10 / Other Equipment E1090 / Undefined Asset Classification E1090.06 / Undefined Asset Classification E1090.06.01 | 2c1062c4-d3a6-4def-abf8-17e253bb3047 | US, CA, Pleasanton | ACTIVE | d32d7212-86f2-478c-bde5-68ac765b3db4 | Pleasanton Campus - Building F | ACTIVE | 8babf3d4-97ff-4d1c-8937-48201b3af086 | Floor 02 | 90587ed8-1bb3-46bd-a12f-21fe95c9aaa6 | General | Clorox | United States
BLR 02AF | p:clxib:r:2b2a7bae-b1f45505 | equip | p:clxib:r:2b2a75c0-181e05f7:All:All | {"health":{"date":"2025-04-26","score":100},"skyspark_id":""} | TRUE |  |  | d301df14-4817-4e49-802a-7e8955583880 | AUS291218 | Boiler, Steam, Fire Tube, Oil/Gas, <150 BHP(BLR-F2-110B-2) | ACTIVE | Laars | C12238930 | Boiler, Steam, Fire Tube, Oil/Gas, <150 BHP |  |  | 2012-01-01T00:00:00 |  | PNCH1750NACL2BXN | b9856e8d-1a6e-4632-a7e9-94edea6fc33e | AUS291101 | BLR-F2-110B-2 | DRAFT | E1090.06.01 | Equipment & Furnishings E / Equipment E10 / Other Equipment E1090 / Undefined Asset Classification E1090.06 / Undefined Asset Classification E1090.06.01 | 2c1062c4-d3a6-4def-abf8-17e253bb3047 | US, CA, Pleasanton | ACTIVE | d32d7212-86f2-478c-bde5-68ac765b3db4 | Pleasanton Campus - Building F | ACTIVE | 8babf3d4-97ff-4d1c-8937-48201b3af086 | Floor 02 | 90587ed8-1bb3-46bd-a12f-21fe95c9aaa6 | General | Clorox | United States
BLR 02F | p:clxib:r:2b2a7bae-e89552b6 | equip | p:clxib:r:2b2a75c0-181e05f7:All:All | {"health":{"date":"2025-04-26","score":100},"skyspark_id":""} | TRUE |  |  | 05a13562-b607-459c-91e4-e8831f9442bd | AUS291230 | Boiler, Steam, Fire Tube, Oil/Gas, <150 BHP(BLR-F2-121-2) | ACTIVE | Laars | UNK1713 | Boiler, Steam, Fire Tube, Oil/Gas, <150 BHP |  |  | 2012-01-01T00:00:00 |  | 400 | 7b1187be-fb72-40aa-a7fa-df7337c452e4 | AUS291113 | BLR-F2-121-2 | DRAFT | E1090.06.01 | Equipment & Furnishings E / Equipment E10 / Other Equipment E1090 / Undefined Asset Classification E1090.06 / Undefined Asset Classification E1090.06.01 | 2c1062c4-d3a6-4def-abf8-17e253bb3047 | US, CA, Pleasanton | ACTIVE | d32d7212-86f2-478c-bde5-68ac765b3db4 | Pleasanton Campus - Building F | ACTIVE | 8babf3d4-97ff-4d1c-8937-48201b3af086 | Floor 02 | 90587ed8-1bb3-46bd-a12f-21fe95c9aaa6 | General | Clorox | United States
BLR 02F | p:clxib:r:2b2a7bae-e89552b6 | equip | p:clxib:r:2b2a75c0-181e05f7:All:All | {"health":{"date":"2025-04-26","score":100},"skyspark_id":""} | TRUE |  |  | 12e19408-83f1-4f2a-b065-437da6d5b724 | AUS291214 | Boiler, Steam, Fire Tube, Oil/Gas, <150 BHP(BLR-F2-110B-1) | ACTIVE | Laars | C12238929 | Boiler, Steam, Fire Tube, Oil/Gas, <150 BHP |  |  | 2012-01-01T00:00:00 |  | PNCH1750NACL2BXN | bdbaec67-8df8-42a5-ad5a-5667bbe54573 | AUS291097 | BLR-F2-110B-1 | DRAFT | E1090.06.01 | Equipment & Furnishings E / Equipment E10 / Other Equipment E1090 / Undefined Asset Classification E1090.06 / Undefined Asset Classification E1090.06.01 | 2c1062c4-d3a6-4def-abf8-17e253bb3047 | US, CA, Pleasanton | ACTIVE | d32d7212-86f2-478c-bde5-68ac765b3db4 | Pleasanton Campus - Building F | ACTIVE | 8babf3d4-97ff-4d1c-8937-48201b3af086 | Floor 02 | 90587ed8-1bb3-46bd-a12f-21fe95c9aaa6 | General | Clorox | United States
BLR 02F | p:clxib:r:2b2a7bae-e89552b6 | equip | p:clxib:r:2b2a75c0-181e05f7:All:All | {"health":{"date":"2025-04-26","score":100},"skyspark_id":""} | TRUE |  |  | 230ba42a-3706-4ed3-b18c-215d035154d3 | AUS291223 | Boiler,#1 Steam, Fire Tube, Oil/Gas, 150 BHP(BLR-F2-110B-(A1)) | ACTIVE | Ajax | 101525 | Boiler,#1 Steam, Fire Tube, Oil/Gas, 150 BHP |  |  | 2012-01-01T00:00:00 |  | SRLG-100-W | bbdd88e6-5578-4abe-a6f0-ffeeb5356433 | AUS291106 | BLR-F2-110B-(A1) | DRAFT | E1090.06.01 | Equipment & Furnishings E / Equipment E10 / Other Equipment E1090 / Undefined Asset Classification E1090.06 / Undefined Asset Classification E1090.06.01 | 2c1062c4-d3a6-4def-abf8-17e253bb3047 | US, CA, Pleasanton | ACTIVE | d32d7212-86f2-478c-bde5-68ac765b3db4 | Pleasanton Campus - Building F | ACTIVE | 8babf3d4-97ff-4d1c-8937-48201b3af086 | Floor 02 | 90587ed8-1bb3-46bd-a12f-21fe95c9aaa6 | General | Clorox | United States
BLR 02F | p:clxib:r:2b2a7bae-e89552b6 | equip | p:clxib:r:2b2a75c0-181e05f7:All:All | {"health":{"date":"2025-04-26","score":100},"skyspark_id":""} | TRUE |  |  | ab346983-c306-4b9a-bcba-5bdc8eb6b822 | AUS291227 | Boiler, Steam, Fire Tube, Oil/Gas, <150 BHP(BLR-F2-121-1) | ACTIVE | Laars | UNK1712 | Boiler, Steam, Fire Tube, Oil/Gas, <150 BHP |  |  | 2008-01-01T00:00:00 |  | 400 | 582a6fd4-e89b-4629-9ec5-127e9ffb7a41 | AUS291110 | BLR-F2-121-1 | DRAFT | E1090.06.01 | Equipment & Furnishings E / Equipment E10 / Other Equipment E1090 / Undefined Asset Classification E1090.06 / Undefined Asset Classification E1090.06.01 | 2c1062c4-d3a6-4def-abf8-17e253bb3047 | US, CA, Pleasanton | ACTIVE | d32d7212-86f2-478c-bde5-68ac765b3db4 | Pleasanton Campus - Building F | ACTIVE | 8babf3d4-97ff-4d1c-8937-48201b3af086 | Floor 02 | 90587ed8-1bb3-46bd-a12f-21fe95c9aaa6 | General | Clorox | United States
BLR 02F | p:clxib:r:2b2a7bae-e89552b6 | equip | p:clxib:r:2b2a75c0-181e05f7:All:All | {"health":{"date":"2025-04-26","score":100},"skyspark_id":""} | TRUE |  |  | ababbdb2-665b-42ab-b16e-651d40601501 | AUS291220 | Boiler, Steam, Fire Tube, Oil/Gas, <150 BHP(BLR-F2-110B-3) | ACTIVE | Laars | C12238931 | Boiler, Steam, Fire Tube, Oil/Gas, <150 BHP |  |  | 2012-01-01T00:00:00 |  | PNCH1750NACL2BXN | 455f2c64-0121-44ff-ab1b-da4ee466de20 | AUS291103 | BLR-F2-110B-3 | DRAFT | E1090.06.01 | Equipment & Furnishings E / Equipment E10 / Other Equipment E1090 / Undefined Asset Classification E1090.06 / Undefined Asset Classification E1090.06.01 | 2c1062c4-d3a6-4def-abf8-17e253bb3047 | US, CA, Pleasanton | ACTIVE | d32d7212-86f2-478c-bde5-68ac765b3db4 | Pleasanton Campus - Building F | ACTIVE | 8babf3d4-97ff-4d1c-8937-48201b3af086 | Floor 02 | 90587ed8-1bb3-46bd-a12f-21fe95c9aaa6 | General | Clorox | United States
BLR 02F | p:clxib:r:2b2a7bae-e89552b6 | equip | p:clxib:r:2b2a75c0-181e05f7:All:All | {"health":{"date":"2025-04-26","score":100},"skyspark_id":""} | TRUE |  |  | d301df14-4817-4e49-802a-7e8955583880 | AUS291218 | Boiler, Steam, Fire Tube, Oil/Gas, <150 BHP(BLR-F2-110B-2) | ACTIVE | Laars | C12238930 | Boiler, Steam, Fire Tube, Oil/Gas, <150 BHP |  |  | 2012-01-01T00:00:00 |  | PNCH1750NACL2BXN | b9856e8d-1a6e-4632-a7e9-94edea6fc33e | AUS291101 | BLR-F2-110B-2 | DRAFT | E1090.06.01 | Equipment & Furnishings E / Equipment E10 / Other Equipment E1090 / Undefined Asset Classification E1090.06 / Undefined Asset Classification E1090.06.01 | 2c1062c4-d3a6-4def-abf8-17e253bb3047 | US, CA, Pleasanton | ACTIVE | d32d7212-86f2-478c-bde5-68ac765b3db4 | Pleasanton Campus - Building F | ACTIVE | 8babf3d4-97ff-4d1c-8937-48201b3af086 | Floor 02 | 90587ed8-1bb3-46bd-a12f-21fe95c9aaa6 | General | Clorox | United States
EF 05AF | p:clxib:r:2b2a7bae-45b4fdd0 | equip | p:clxib:r:2b2a75c0-181e05f7:All:All | {"health":{"date":"2025-04-26","score":100},"skyspark_id":""} | TRUE |  |  | 02dcddf0-6fd7-4a33-85ea-e5332fa2ef13 | AUS290415 | Fan, Exhaust, Large (Three-Phase Motor)(EF-FR-5B) | ACTIVE | Cook | 078SE32578-00/0000701 | Fan, Exhaust, Large (Three-Phase Motor) |  |  | 2012-01-20T00:00:00 |  | 225 CPS | 451ee76b-b021-42c3-8659-37e3ce75e67f | AUS290298 | EF-FR-5B | DRAFT | E1090.06.01 | Equipment & Furnishings E / Equipment E10 / Other Equipment E1090 / Undefined Asset Classification E1090.06 / Undefined Asset Classification E1090.06.01 | 2c1062c4-d3a6-4def-abf8-17e253bb3047 | US, CA, Pleasanton | ACTIVE | d32d7212-86f2-478c-bde5-68ac765b3db4 | Pleasanton Campus - Building F | ACTIVE | d1ff2b56-2453-4c56-a61e-663e60885647 | General | 101c617e-bb3f-40f1-af1e-d2f266354984 | Roof | Clorox | United States
EF 05AF | p:clxib:r:2b2a7bae-45b4fdd0 | equip | p:clxib:r:2b2a75c0-181e05f7:All:All | {"health":{"date":"2025-04-26","score":100},"skyspark_id":""} | TRUE |  |  | 8514a870-6363-4e33-9ae4-7043f0bb84ff | AUS290537 | Fan, Exhaust, Large (Three-Phase Motor)(EF-FR-5A) | ACTIVE | Cook | 078SF20742-01/0000701 | Fan, Exhaust, Large (Three-Phase Motor) |  |  | 2012-01-20T00:00:00 |  | 180 CPS | 8d016389-b28f-47d5-b4d9-f68f1207fdbd | AUS290420 | EF-FR-5A | DRAFT | E1090.06.01 | Equipment & Furnishings E / Equipment E10 / Other Equipment E1090 / Undefined Asset Classification E1090.06 / Undefined Asset Classification E1090.06.01 | 2c1062c4-d3a6-4def-abf8-17e253bb3047 | US, CA, Pleasanton | ACTIVE | d32d7212-86f2-478c-bde5-68ac765b3db4 | Pleasanton Campus - Building F | ACTIVE | d1ff2b56-2453-4c56-a61e-663e60885647 | General | 101c617e-bb3f-40f1-af1e-d2f266354984 | Roof | Clorox | United States
EF 05BF | p:clxib:r:2b2a7bae-0a4f688d | equip | p:clxib:r:2b2a75c0-181e05f7:All:All | {"health":{"date":"2025-04-26","score":100},"skyspark_id":""} | TRUE |  |  | 02dcddf0-6fd7-4a33-85ea-e5332fa2ef13 | AUS290415 | Fan, Exhaust, Large (Three-Phase Motor)(EF-FR-5B) | ACTIVE | Cook | 078SE32578-00/0000701 | Fan, Exhaust, Large (Three-Phase Motor) |  |  | 2012-01-20T00:00:00 |  | 225 CPS | 451ee76b-b021-42c3-8659-37e3ce75e67f | AUS290298 | EF-FR-5B | DRAFT | E1090.06.01 | Equipment & Furnishings E / Equipment E10 / Other Equipment E1090 / Undefined Asset Classification E1090.06 / Undefined Asset Classification E1090.06.01 | 2c1062c4-d3a6-4def-abf8-17e253bb3047 | US, CA, Pleasanton | ACTIVE | d32d7212-86f2-478c-bde5-68ac765b3db4 | Pleasanton Campus - Building F | ACTIVE | d1ff2b56-2453-4c56-a61e-663e60885647 | General | 101c617e-bb3f-40f1-af1e-d2f266354984 | Roof | Clorox | United States
EF 05BF | p:clxib:r:2b2a7bae-0a4f688d | equip | p:clxib:r:2b2a75c0-181e05f7:All:All | {"health":{"date":"2025-04-26","score":100},"skyspark_id":""} | TRUE |  |  | 8514a870-6363-4e33-9ae4-7043f0bb84ff | AUS290537 | Fan, Exhaust, Large (Three-Phase Motor)(EF-FR-5A) | ACTIVE | Cook | 078SF20742-01/0000701 | Fan, Exhaust, Large (Three-Phase Motor) |  |  | 2012-01-20T00:00:00 |  | 180 CPS | 8d016389-b28f-47d5-b4d9-f68f1207fdbd | AUS290420 | EF-FR-5A | DRAFT | E1090.06.01 | Equipment & Furnishings E / Equipment E10 / Other Equipment E1090 / Undefined Asset Classification E1090.06 / Undefined Asset Classification E1090.06.01 | 2c1062c4-d3a6-4def-abf8-17e253bb3047 | US, CA, Pleasanton | ACTIVE | d32d7212-86f2-478c-bde5-68ac765b3db4 | Pleasanton Campus - Building F | ACTIVE | d1ff2b56-2453-4c56-a61e-663e60885647 | General | 101c617e-bb3f-40f1-af1e-d2f266354984 | Roof | Clorox | United States
EF 06F | p:clxib:r:2b2a7bae-ff21c04d | equip | p:clxib:r:2b2a75c0-181e05f7:All:All | {"health":{"date":"2025-04-26","score":80},"skyspark_id":""} | TRUE |  |  | 52063d87-64a8-41dd-9174-b6ff7dd71473 | AUS290416 | Fan, Exhaust, Large (Three-Phase Motor)(EF-FR-6) | ACTIVE | Cook | UNK1039 | Fan, Exhaust, Large (Three-Phase Motor) |  |  | 2012-01-20T00:00:00 |  | 195 CPA | dedfdb30-8c91-4ffd-8a4a-20b5b5a0af61 | AUS290299 | EF-FR-6 | DRAFT | E1090.06.01 | Equipment & Furnishings E / Equipment E10 / Other Equipment E1090 / Undefined Asset Classification E1090.06 / Undefined Asset Classification E1090.06.01 | 2c1062c4-d3a6-4def-abf8-17e253bb3047 | US, CA, Pleasanton | ACTIVE | d32d7212-86f2-478c-bde5-68ac765b3db4 | Pleasanton Campus - Building F | ACTIVE | d1ff2b56-2453-4c56-a61e-663e60885647 | General | 101c617e-bb3f-40f1-af1e-d2f266354984 | Roof | Clorox | United States
EF 07F | p:clxib:r:2b2a7bae-79db3fb8 | equip | p:clxib:r:2b2a75c0-181e05f7:All:All | {"health":{"date":"2025-04-26","score":100},"skyspark_id":""} | TRUE |  |  | 53bdc614-6ce5-4282-9ecf-a933d276405f | AUS290420 | Fan, Exhaust, Large (Three-Phase Motor)(EF-FR-7) | ACTIVE | Cook | 078SD98625-00/0003001 | Fan, Exhaust, Large (Three-Phase Motor) |  |  | 2012-01-01T00:00:00 |  | 150ACRUH | 5302a067-5415-49b0-89c2-9cc63de2b8fc | AUS290303 | EF-FR-7 | DRAFT | E1090.06.01 | Equipment & Furnishings E / Equipment E10 / Other Equipment E1090 / Undefined Asset Classification E1090.06 / Undefined Asset Classification E1090.06.01 | 2c1062c4-d3a6-4def-abf8-17e253bb3047 | US, CA, Pleasanton | ACTIVE | d32d7212-86f2-478c-bde5-68ac765b3db4 | Pleasanton Campus - Building F | ACTIVE | d1ff2b56-2453-4c56-a61e-663e60885647 | General | 101c617e-bb3f-40f1-af1e-d2f266354984 | Roof | Clorox | United States
EF 14F | p:clxib:r:2b2a7bae-52cc4dd6 | equip | p:clxib:r:2b2a75c0-181e05f7:All:All | {"health":{"date":"2025-04-26","score":100},"skyspark_id":""} | TRUE |  |  | b80095a1-37ca-44f4-81a6-e873c99aae00 | AUS290545 | Fan, Exhaust, Large (Three-Phase Motor)(EF-FR-14) | ACTIVE | Cook | 0788D98625-01/0001901 | Fan, Exhaust, Large (Three-Phase Motor) |  |  | 2012-01-20T00:00:00 |  | 150 CPA | 086a9221-e17f-41a1-a259-f6469de67e9f | AUS290428 | EF-FR-14 | DRAFT | E1090.06.01 | Equipment & Furnishings E / Equipment E10 / Other Equipment E1090 / Undefined Asset Classification E1090.06 / Undefined Asset Classification E1090.06.01 | 2c1062c4-d3a6-4def-abf8-17e253bb3047 | US, CA, Pleasanton | ACTIVE | d32d7212-86f2-478c-bde5-68ac765b3db4 | Pleasanton Campus - Building F | ACTIVE | d1ff2b56-2453-4c56-a61e-663e60885647 | General | 101c617e-bb3f-40f1-af1e-d2f266354984 | Roof | Clorox | United States
ATS 01F | p:clxib:r:2b2a7bae-733a90c9 | equip | p:clxib:r:2b2a75c0-181e05f7:All:All | {"health":{"date":"2025-04-26","score":100},"skyspark_id":""} | TRUE |  |  | b0bf9616-6f81-44b3-b3e6-263b89a553e0 | AUS291124 | Switch, Automatic Transfer(ATS-F1-116-ATS-E) | ACTIVE | Eaton | UNK2130 | Switch, Automatic Transfer |  |  | 1990-01-01T00:00:00 |  | UNK | 35bb2730-6c04-4a94-bea6-63333be8d5f5 | AUS291007 | ATS-F1-116-ATS-E | DRAFT | E1090.06.01 | Equipment & Furnishings E / Equipment E10 / Other Equipment E1090 / Undefined Asset Classification E1090.06 / Undefined Asset Classification E1090.06.01 | 2c1062c4-d3a6-4def-abf8-17e253bb3047 | US, CA, Pleasanton | ACTIVE | d32d7212-86f2-478c-bde5-68ac765b3db4 | Pleasanton Campus - Building F | ACTIVE | ec11fb2a-2e02-46b0-83f3-e5e4cbc708cf | Floor 01 | c8f68775-8c27-49b0-b68d-624572cfddca | General | Clorox | United States
EF 10F | p:clxib:r:2b2a7bae-d87b4028 | equip | p:clxib:r:2b2a75c0-181e05f7:All:All | {"health":{"date":"2025-04-26","score":80},"skyspark_id":""} | TRUE |  |  | dbeb6777-e92b-4bf6-a9c1-77430c7991da | AUS290491 | Fan, Exhaust, Large (Three-Phase Motor)(EF-FR-10) | ACTIVE | Cook | UNK1785 | Fan, Exhaust, Large (Three-Phase Motor) |  |  | 2012-01-20T00:00:00 |  | 365-HLC-B | 1e81b898-489a-43eb-8599-47e6e758e9de | AUS290374 | EF-FR-10 | DRAFT | E1090.06.01 | Equipment & Furnishings E / Equipment E10 / Other Equipment E1090 / Undefined Asset Classification E1090.06 / Undefined Asset Classification E1090.06.01 | 2c1062c4-d3a6-4def-abf8-17e253bb3047 | US, CA, Pleasanton | ACTIVE | d32d7212-86f2-478c-bde5-68ac765b3db4 | Pleasanton Campus - Building F | ACTIVE | d1ff2b56-2453-4c56-a61e-663e60885647 | General | 101c617e-bb3f-40f1-af1e-d2f266354984 | Roof | Clorox | United States
EF DC05F | p:clxib:r:2b2a7bae-cc696e86 | equip | p:clxib:r:2b2a75c0-181e05f7:All:All | {"health":{"date":"2025-04-26","score":80},"skyspark_id":""} | TRUE |  |  | 02dcddf0-6fd7-4a33-85ea-e5332fa2ef13 | AUS290415 | Fan, Exhaust, Large (Three-Phase Motor)(EF-FR-5B) | ACTIVE | Cook | 078SE32578-00/0000701 | Fan, Exhaust, Large (Three-Phase Motor) |  |  | 2012-01-20T00:00:00 |  | 225 CPS | 451ee76b-b021-42c3-8659-37e3ce75e67f | AUS290298 | EF-FR-5B | DRAFT | E1090.06.01 | Equipment & Furnishings E / Equipment E10 / Other Equipment E1090 / Undefined Asset Classification E1090.06 / Undefined Asset Classification E1090.06.01 | 2c1062c4-d3a6-4def-abf8-17e253bb3047 | US, CA, Pleasanton | ACTIVE | d32d7212-86f2-478c-bde5-68ac765b3db4 | Pleasanton Campus - Building F | ACTIVE | d1ff2b56-2453-4c56-a61e-663e60885647 | General | 101c617e-bb3f-40f1-af1e-d2f266354984 | Roof | Clorox | United States
EF DC05F | p:clxib:r:2b2a7bae-cc696e86 | equip | p:clxib:r:2b2a75c0-181e05f7:All:All | {"health":{"date":"2025-04-26","score":80},"skyspark_id":""} | TRUE |  |  | 8514a870-6363-4e33-9ae4-7043f0bb84ff | AUS290537 | Fan, Exhaust, Large (Three-Phase Motor)(EF-FR-5A) | ACTIVE | Cook | 078SF20742-01/0000701 | Fan, Exhaust, Large (Three-Phase Motor) |  |  | 2012-01-20T00:00:00 |  | 180 CPS | 8d016389-b28f-47d5-b4d9-f68f1207fdbd | AUS290420 | EF-FR-5A | DRAFT | E1090.06.01 | Equipment & Furnishings E / Equipment E10 / Other Equipment E1090 / Undefined Asset Classification E1090.06 / Undefined Asset Classification E1090.06.01 | 2c1062c4-d3a6-4def-abf8-17e253bb3047 | US, CA, Pleasanton | ACTIVE | d32d7212-86f2-478c-bde5-68ac765b3db4 | Pleasanton Campus - Building F | ACTIVE | d1ff2b56-2453-4c56-a61e-663e60885647 | General | 101c617e-bb3f-40f1-af1e-d2f266354984 | Roof | Clorox | United States
EF 03F | p:clxib:r:2b2a7bae-22a13d74 | equip | p:clxib:r:2b2a75c0-181e05f7:All:All | {"health":{"date":"2025-04-26","score":100},"skyspark_id":""} | TRUE |  |  | d898a5df-1446-49d6-9d77-b2f4451b63c4 | AUS290532 | Fan, Exhaust, Large (Three-Phase Motor)(EF-FR-3) | ACTIVE | Cook | 078SD98625-01/0004601 | Fan, Exhaust, Large (Three-Phase Motor) |  |  | 2012-01-20T00:00:00 |  | 150 CPS | 8b39f91c-5b94-46e8-aa6e-4afde889b7d0 | AUS290415 | EF-FR-3 | DRAFT | E1090.06.01 | Equipment & Furnishings E / Equipment E10 / Other Equipment E1090 / Undefined Asset Classification E1090.06 / Undefined Asset Classification E1090.06.01 | 2c1062c4-d3a6-4def-abf8-17e253bb3047 | US, CA, Pleasanton | ACTIVE | d32d7212-86f2-478c-bde5-68ac765b3db4 | Pleasanton Campus - Building F | ACTIVE | d1ff2b56-2453-4c56-a61e-663e60885647 | General | 101c617e-bb3f-40f1-af1e-d2f266354984 | Roof | Clorox | United States
EF 15F | p:clxib:r:2b2a7bae-f7db892c | equip | p:clxib:r:2b2a75c0-181e05f7:All:All | {"health":{"date":"2025-04-26","score":100},"skyspark_id":""} | TRUE |  |  | 583a7be2-4ff2-4790-a39f-e49d3aeb4f2e | AUS290549 | Fan, Exhaust, Large (Three-Phase Motor)(EF-FR-15) | ACTIVE | Cook | 078SD98625-01/0003301 | Fan, Exhaust, Large (Three-Phase Motor) |  |  | 2012-01-20T00:00:00 |  | 150 CPS | 777e798f-cd8e-4b94-8b8c-65ad1104c130 | AUS290432 | EF-FR-15 | DRAFT | E1090.06.01 | Equipment & Furnishings E / Equipment E10 / Other Equipment E1090 / Undefined Asset Classification E1090.06 / Undefined Asset Classification E1090.06.01 | 2c1062c4-d3a6-4def-abf8-17e253bb3047 | US, CA, Pleasanton | ACTIVE | d32d7212-86f2-478c-bde5-68ac765b3db4 | Pleasanton Campus - Building F | ACTIVE | d1ff2b56-2453-4c56-a61e-663e60885647 | General | 101c617e-bb3f-40f1-af1e-d2f266354984 | Roof | Clorox | United States
EF DC01F | p:clxib:r:2b2a7bae-33d8c811 | equip | p:clxib:r:2b2a75c0-181e05f7:All:All | {"health":{"date":"2025-04-26","score":100},"skyspark_id":""} | TRUE |  |  | dc182ff9-9bf3-455d-8a68-e0ccb4f1e6ba | AUS290488 | Fan, Exhaust, Large (Three-Phase Motor)(EF-FR-1) | ACTIVE | Cook | 078SD98625-01/0000701 | Fan, Exhaust, Large (Three-Phase Motor) |  |  | 2012-01-20T00:00:00 |  | 300 CPS | 4c900739-3815-4029-942c-97072799da42 | AUS290371 | EF-FR-1 | DRAFT | E1090.06.01 | Equipment & Furnishings E / Equipment E10 / Other Equipment E1090 / Undefined Asset Classification E1090.06 / Undefined Asset Classification E1090.06.01 | 2c1062c4-d3a6-4def-abf8-17e253bb3047 | US, CA, Pleasanton | ACTIVE | d32d7212-86f2-478c-bde5-68ac765b3db4 | Pleasanton Campus - Building F | ACTIVE | d1ff2b56-2453-4c56-a61e-663e60885647 | General | 101c617e-bb3f-40f1-af1e-d2f266354984 | Roof | Clorox | United States
EF 12F | p:clxib:r:2b2a7bae-214e13aa | equip | p:clxib:r:2b2a75c0-181e05f7:All:All | {"health":{"date":"2025-04-26","score":100},"skyspark_id":""} | TRUE |  |  | ef7f8258-7528-402d-945f-e1f7482f6172 | AUS290498 | Fan, Exhaust, Large (Three-Phase Motor)(EF-FR-12 (Serves F1-145 - Ash Dump)) | ACTIVE | Cook | 078SE32578-00/0002201 | Fan, Exhaust, Large (Three-Phase Motor) |  |  | 2012-01-20T00:00:00 |  | 120 CPS | 7d41bd2c-fb65-4593-8612-664bddfbc81b | AUS290381 | EF-FR-12 (Serves F1-145 - Ash Dump) | DRAFT | E1090.06.01 | Equipment & Furnishings E / Equipment E10 / Other Equipment E1090 / Undefined Asset Classification E1090.06 / Undefined Asset Classification E1090.06.01 | 2c1062c4-d3a6-4def-abf8-17e253bb3047 | US, CA, Pleasanton | ACTIVE | d32d7212-86f2-478c-bde5-68ac765b3db4 | Pleasanton Campus - Building F | ACTIVE | d1ff2b56-2453-4c56-a61e-663e60885647 | General | 101c617e-bb3f-40f1-af1e-d2f266354984 | Roof | Clorox | United States
EF DC03F | p:clxib:r:2b2a7bae-71b220c2 | equip | p:clxib:r:2b2a75c0-181e05f7:All:All | {"health":{"date":"2025-04-26","score":100},"skyspark_id":""} | TRUE |  |  | d898a5df-1446-49d6-9d77-b2f4451b63c4 | AUS290532 | Fan, Exhaust, Large (Three-Phase Motor)(EF-FR-3) | ACTIVE | Cook | 078SD98625-01/0004601 | Fan, Exhaust, Large (Three-Phase Motor) |  |  | 2012-01-20T00:00:00 |  | 150 CPS | 8b39f91c-5b94-46e8-aa6e-4afde889b7d0 | AUS290415 | EF-FR-3 | DRAFT | E1090.06.01 | Equipment & Furnishings E / Equipment E10 / Other Equipment E1090 / Undefined Asset Classification E1090.06 / Undefined Asset Classification E1090.06.01 | 2c1062c4-d3a6-4def-abf8-17e253bb3047 | US, CA, Pleasanton | ACTIVE | d32d7212-86f2-478c-bde5-68ac765b3db4 | Pleasanton Campus - Building F | ACTIVE | d1ff2b56-2453-4c56-a61e-663e60885647 | General | 101c617e-bb3f-40f1-af1e-d2f266354984 | Roof | Clorox | United States
EF 01 | p:clxib:r:2c129b40-26d05d99 | equip | p:clxib:r:2c02715e-229bd715:All:All | {"health":{"date":"2025-04-26","score":80},"skyspark_id":""} | TRUE |  |  | bc555b8c-2150-4b8e-a39a-7633d224a5bf | AUS291398 | Fan, Exhaust, Large (Three-Phase Motor)(EF-7R-1 (Test Kitchen)) | ACTIVE | Greenheck | 06H14753 | Fan, Exhaust, Large (Three-Phase Motor) |  |  | 1990-01-01T00:00:00 |  | GB-161-5-X | 195e2a41-ecf8-4ba8-b69b-cead4641f4c8 | AUS291281 | EF-7R-1 (Test Kitchen) | DRAFT | E1090.06.01 | Equipment & Furnishings E / Equipment E10 / Other Equipment E1090 / Undefined Asset Classification E1090.06 / Undefined Asset Classification E1090.06.01 | 2c1062c4-d3a6-4def-abf8-17e253bb3047 | US, CA, Pleasanton | ACTIVE | 4cdcdc34-cea1-4468-a6ed-8a656f6f9f4c | Pleasanton Learn Ctr - Bldg 7 | ACTIVE | 8854cdfa-9894-42e9-a32f-820d2dba21bf | General | 09643d93-d872-4103-8147-1c77ff61876a | Roof | Clorox | United States
EF 01CLC | p:clxib:r:2c129b40-78bfe963 | equip | p:clxib:r:2c02715e-229bd715:All:All | {"health":{"date":"2025-04-26","score":100},"skyspark_id":""} | TRUE |  |  | bc555b8c-2150-4b8e-a39a-7633d224a5bf | AUS291398 | Fan, Exhaust, Large (Three-Phase Motor)(EF-7R-1 (Test Kitchen)) | ACTIVE | Greenheck | 06H14753 | Fan, Exhaust, Large (Three-Phase Motor) |  |  | 1990-01-01T00:00:00 |  | GB-161-5-X | 195e2a41-ecf8-4ba8-b69b-cead4641f4c8 | AUS291281 | EF-7R-1 (Test Kitchen) | DRAFT | E1090.06.01 | Equipment & Furnishings E / Equipment E10 / Other Equipment E1090 / Undefined Asset Classification E1090.06 / Undefined Asset Classification E1090.06.01 | 2c1062c4-d3a6-4def-abf8-17e253bb3047 | US, CA, Pleasanton | ACTIVE | 4cdcdc34-cea1-4468-a6ed-8a656f6f9f4c | Pleasanton Learn Ctr - Bldg 7 | ACTIVE | 8854cdfa-9894-42e9-a32f-820d2dba21bf | General | 09643d93-d872-4103-8147-1c77ff61876a | Roof | Clorox | United States
EF 03CLC | p:clxib:r:2c129b40-4daccce2 | equip | p:clxib:r:2c02715e-229bd715:All:All | {"health":{"date":"2025-04-26","score":100},"skyspark_id":""} | TRUE |  |  | 71af4ac4-794c-4c0f-943d-ab9fecee48f0 | AUS291407 | Fan, Exhaust, Large (Three-Phase Motor)(EF-7R-3 (Restroom)) | ACTIVE | Greenheck | 06E09143 | Fan, Exhaust, Large (Three-Phase Motor) |  |  | 1990-01-01T00:00:00 |  | GB-161-4-X | 3a3ee96c-89b9-4ac0-8900-da10450697af | AUS291290 | EF-7R-3 (Restroom) | DRAFT | E1090.06.01 | Equipment & Furnishings E / Equipment E10 / Other Equipment E1090 / Undefined Asset Classification E1090.06 / Undefined Asset Classification E1090.06.01 | 2c1062c4-d3a6-4def-abf8-17e253bb3047 | US, CA, Pleasanton | ACTIVE | 4cdcdc34-cea1-4468-a6ed-8a656f6f9f4c | Pleasanton Learn Ctr - Bldg 7 | ACTIVE | 8854cdfa-9894-42e9-a32f-820d2dba21bf | General | 09643d93-d872-4103-8147-1c77ff61876a | Roof | Clorox | United States
EF 04CLC | p:clxib:r:2c129b40-6e21df4e | equip | p:clxib:r:2c02715e-229bd715:All:All | {"health":{"date":"2025-04-26","score":100},"skyspark_id":""} | TRUE |  |  | 0fe6f4ad-0177-4044-9a43-1b8991164645 | AUS291410 | Fan, Exhaust, Large (Three-Phase Motor)(EF-7R-4) | ACTIVE | Greenheck | UNK1194 | Fan, Exhaust, Large (Three-Phase Motor) |  |  | 1990-01-01T00:00:00 |  | CUBE-131-3-X | ce537bd3-cb50-445a-892b-1d2547e5a382 | AUS291293 | EF-7R-4 | DRAFT | E1090.06.01 | Equipment & Furnishings E / Equipment E10 / Other Equipment E1090 / Undefined Asset Classification E1090.06 / Undefined Asset Classification E1090.06.01 | 2c1062c4-d3a6-4def-abf8-17e253bb3047 | US, CA, Pleasanton | ACTIVE | 4cdcdc34-cea1-4468-a6ed-8a656f6f9f4c | Pleasanton Learn Ctr - Bldg 7 | ACTIVE | 8854cdfa-9894-42e9-a32f-820d2dba21bf | General | 09643d93-d872-4103-8147-1c77ff61876a | Roof | Clorox | United States
BLR 01CLC | p:clxib:r:2c027a95-d532291e | equip | p:clxib:r:2c02715e-229bd715:All:All | {"health":{"date":"2025-04-26","score":100},"skyspark_id":""} | TRUE |  |  | d97823f6-7eef-4b75-9fe7-e4c41f8c2782 | AUS291441 | Boiler, Steam, Fire Tube, Oil/Gas, <150 BHP(BLR-7147) | ACTIVE | Bryan Boilers | 655856 | Boiler, Steam, Fire Tube, Oil/Gas, <150 BHP |  |  | 2006-01-01T00:00:00 |  | AB120-W-FDG | f830a506-1b53-4b19-8956-9a11f557463f | AUS291324 | BLR-7147 | DRAFT | E1090.06.01 | Equipment & Furnishings E / Equipment E10 / Other Equipment E1090 / Undefined Asset Classification E1090.06 / Undefined Asset Classification E1090.06.01 | 2c1062c4-d3a6-4def-abf8-17e253bb3047 | US, CA, Pleasanton | ACTIVE | 4cdcdc34-cea1-4468-a6ed-8a656f6f9f4c | Pleasanton Learn Ctr - Bldg 7 | ACTIVE | 8854cdfa-9894-42e9-a32f-820d2dba21bf | General | 4760aee6-fafd-4b78-8754-fe9e7256c161 | 7147 | Clorox | United States
AHU 01B | p:clxib:r:2b2a7687-77aff40d | equip | p:clxib:r:2b2a75c0-a74108a8:All:All | {"health":{"date":"2025-04-26","score":100},"skyspark_id":""} | TRUE | ahu |  | d5f34193-a268-4737-b96c-9c2389a76e68 | AUS292184 | Package HVAC Unit (Air/Water Cooled)(AHU-BR-1 Petra) | ACTIVE | Petra | 50076/0901/02 | Package HVAC Unit (Air/Water Cooled) |  |  | 2007-01-01T00:00:00 |  | PPH-62 | 5693aef7-92de-4bcb-a17c-ba07e9dd0ba5 | AUS292067 | AHU-BR-1 Petra | DRAFT | E1090.06.01 | Equipment & Furnishings E / Equipment E10 / Other Equipment E1090 / Undefined Asset Classification E1090.06 / Undefined Asset Classification E1090.06.01 | 2c1062c4-d3a6-4def-abf8-17e253bb3047 | US, CA, Pleasanton | ACTIVE | e9cc0059-5b0a-4c11-850b-b4eef65e39dd | Pleasanton Campus - Building B | ACTIVE | bb1d0392-8004-4690-9924-ee91e808b788 | General | f34b5105-923f-4925-bd9c-f21646679534 | Roof | Clorox | United States
AHU 02B Exhaust Fan 02 | p:clxib:r:2b2a76b6-ae06ea30 | equip | p:clxib:r:2b2a75c0-a74108a8:All:All | {"health":{"date":"2025-04-26","score":100},"skyspark_id":""} | TRUE | ahu |  | 00e6917e-5428-4f20-8f79-8a016b77bd4c | AUS292190 | Package HVAC Unit (Air/Water Cooled)(AHU-BR-2 Carrier) | ACTIVE | Carrier | 3999F53894 | Package HVAC Unit (Air/Water Cooled) |  |  | 2018-07-01T00:00:00 |  | 5OEK-068-600GD | b6c2626d-000a-4e50-9cb0-83450ba295ba | AUS292073 | AHU-BR-2 Carrier | DRAFT | E1090.06.01 | Equipment & Furnishings E / Equipment E10 / Other Equipment E1090 / Undefined Asset Classification E1090.06 / Undefined Asset Classification E1090.06.01 | 2c1062c4-d3a6-4def-abf8-17e253bb3047 | US, CA, Pleasanton | ACTIVE | e9cc0059-5b0a-4c11-850b-b4eef65e39dd | Pleasanton Campus - Building B | ACTIVE | bb1d0392-8004-4690-9924-ee91e808b788 | General | f34b5105-923f-4925-bd9c-f21646679534 | Roof | Clorox | United States
AHU 02B Exhaust Fan 03 | p:clxib:r:2b2a76b6-56696db8 | equip | p:clxib:r:2b2a75c0-a74108a8:All:All | {"health":{"date":"2025-04-26","score":100},"skyspark_id":""} | TRUE | ahu |  | 00e6917e-5428-4f20-8f79-8a016b77bd4c | AUS292190 | Package HVAC Unit (Air/Water Cooled)(AHU-BR-2 Carrier) | ACTIVE | Carrier | 3999F53894 | Package HVAC Unit (Air/Water Cooled) |  |  | 2018-07-01T00:00:00 |  | 5OEK-068-600GD | b6c2626d-000a-4e50-9cb0-83450ba295ba | AUS292073 | AHU-BR-2 Carrier | DRAFT | E1090.06.01 | Equipment & Furnishings E / Equipment E10 / Other Equipment E1090 / Undefined Asset Classification E1090.06 / Undefined Asset Classification E1090.06.01 | 2c1062c4-d3a6-4def-abf8-17e253bb3047 | US, CA, Pleasanton | ACTIVE | e9cc0059-5b0a-4c11-850b-b4eef65e39dd | Pleasanton Campus - Building B | ACTIVE | bb1d0392-8004-4690-9924-ee91e808b788 | General | f34b5105-923f-4925-bd9c-f21646679534 | Roof | Clorox | United States
AHU 01B Return Fan | p:clxib:r:2b2a76b6-4ada0f74 | equip | p:clxib:r:2b2a75c0-a74108a8:All:All | {"health":{"date":"2025-04-26","score":100},"skyspark_id":""} | TRUE | ahu |  | d5f34193-a268-4737-b96c-9c2389a76e68 | AUS292184 | Package HVAC Unit (Air/Water Cooled)(AHU-BR-1 Petra) | ACTIVE | Petra | 50076/0901/02 | Package HVAC Unit (Air/Water Cooled) |  |  | 2007-01-01T00:00:00 |  | PPH-62 | 5693aef7-92de-4bcb-a17c-ba07e9dd0ba5 | AUS292067 | AHU-BR-1 Petra | DRAFT | E1090.06.01 | Equipment & Furnishings E / Equipment E10 / Other Equipment E1090 / Undefined Asset Classification E1090.06 / Undefined Asset Classification E1090.06.01 | 2c1062c4-d3a6-4def-abf8-17e253bb3047 | US, CA, Pleasanton | ACTIVE | e9cc0059-5b0a-4c11-850b-b4eef65e39dd | Pleasanton Campus - Building B | ACTIVE | bb1d0392-8004-4690-9924-ee91e808b788 | General | f34b5105-923f-4925-bd9c-f21646679534 | Roof | Clorox | United States
AHU 01B Condenser Fan 01 | p:clxib:r:2b2a76b6-ba5b342b | equip | p:clxib:r:2b2a75c0-a74108a8:All:All | {"health":{"date":"2025-04-26","score":100},"skyspark_id":""} | TRUE | ahu |  | d5f34193-a268-4737-b96c-9c2389a76e68 | AUS292184 | Package HVAC Unit (Air/Water Cooled)(AHU-BR-1 Petra) | ACTIVE | Petra | 50076/0901/02 | Package HVAC Unit (Air/Water Cooled) |  |  | 2007-01-01T00:00:00 |  | PPH-62 | 5693aef7-92de-4bcb-a17c-ba07e9dd0ba5 | AUS292067 | AHU-BR-1 Petra | DRAFT | E1090.06.01 | Equipment & Furnishings E / Equipment E10 / Other Equipment E1090 / Undefined Asset Classification E1090.06 / Undefined Asset Classification E1090.06.01 | 2c1062c4-d3a6-4def-abf8-17e253bb3047 | US, CA, Pleasanton | ACTIVE | e9cc0059-5b0a-4c11-850b-b4eef65e39dd | Pleasanton Campus - Building B | ACTIVE | bb1d0392-8004-4690-9924-ee91e808b788 | General | f34b5105-923f-4925-bd9c-f21646679534 | Roof | Clorox | United States
AHU 01B Condenser Fan 02 | p:clxib:r:2b2a76b6-3dd3aaac | equip | p:clxib:r:2b2a75c0-a74108a8:All:All | {"health":{"date":"2025-04-26","score":100},"skyspark_id":""} | TRUE | ahu |  | d5f34193-a268-4737-b96c-9c2389a76e68 | AUS292184 | Package HVAC Unit (Air/Water Cooled)(AHU-BR-1 Petra) | ACTIVE | Petra | 50076/0901/02 | Package HVAC Unit (Air/Water Cooled) |  |  | 2007-01-01T00:00:00 |  | PPH-62 | 5693aef7-92de-4bcb-a17c-ba07e9dd0ba5 | AUS292067 | AHU-BR-1 Petra | DRAFT | E1090.06.01 | Equipment & Furnishings E / Equipment E10 / Other Equipment E1090 / Undefined Asset Classification E1090.06 / Undefined Asset Classification E1090.06.01 | 2c1062c4-d3a6-4def-abf8-17e253bb3047 | US, CA, Pleasanton | ACTIVE | e9cc0059-5b0a-4c11-850b-b4eef65e39dd | Pleasanton Campus - Building B | ACTIVE | bb1d0392-8004-4690-9924-ee91e808b788 | General | f34b5105-923f-4925-bd9c-f21646679534 | Roof | Clorox | United States
AHU 01B Discharge Fan | p:clxib:r:2b2a76b6-da6a7897 | equip | p:clxib:r:2b2a75c0-a74108a8:All:All | {"health":{"date":"2025-04-26","score":100},"skyspark_id":""} | TRUE | ahu |  | d5f34193-a268-4737-b96c-9c2389a76e68 | AUS292184 | Package HVAC Unit (Air/Water Cooled)(AHU-BR-1 Petra) | ACTIVE | Petra | 50076/0901/02 | Package HVAC Unit (Air/Water Cooled) |  |  | 2007-01-01T00:00:00 |  | PPH-62 | 5693aef7-92de-4bcb-a17c-ba07e9dd0ba5 | AUS292067 | AHU-BR-1 Petra | DRAFT | E1090.06.01 | Equipment & Furnishings E / Equipment E10 / Other Equipment E1090 / Undefined Asset Classification E1090.06 / Undefined Asset Classification E1090.06.01 | 2c1062c4-d3a6-4def-abf8-17e253bb3047 | US, CA, Pleasanton | ACTIVE | e9cc0059-5b0a-4c11-850b-b4eef65e39dd | Pleasanton Campus - Building B | ACTIVE | bb1d0392-8004-4690-9924-ee91e808b788 | General | f34b5105-923f-4925-bd9c-f21646679534 | Roof | Clorox | United States
AHU 01B Exhaust Fan | p:clxib:r:2b2a76b6-00d64226 | equip | p:clxib:r:2b2a75c0-a74108a8:All:All | {"health":{"date":"2025-04-26","score":100},"skyspark_id":""} | TRUE | ahu |  | d5f34193-a268-4737-b96c-9c2389a76e68 | AUS292184 | Package HVAC Unit (Air/Water Cooled)(AHU-BR-1 Petra) | ACTIVE | Petra | 50076/0901/02 | Package HVAC Unit (Air/Water Cooled) |  |  | 2007-01-01T00:00:00 |  | PPH-62 | 5693aef7-92de-4bcb-a17c-ba07e9dd0ba5 | AUS292067 | AHU-BR-1 Petra | DRAFT | E1090.06.01 | Equipment & Furnishings E / Equipment E10 / Other Equipment E1090 / Undefined Asset Classification E1090.06 / Undefined Asset Classification E1090.06.01 | 2c1062c4-d3a6-4def-abf8-17e253bb3047 | US, CA, Pleasanton | ACTIVE | e9cc0059-5b0a-4c11-850b-b4eef65e39dd | Pleasanton Campus - Building B | ACTIVE | bb1d0392-8004-4690-9924-ee91e808b788 | General | f34b5105-923f-4925-bd9c-f21646679534 | Roof | Clorox | United States
AHU 02B Discharge Fan | p:clxib:r:2b2a76b6-6e0fe321 | equip | p:clxib:r:2b2a75c0-a74108a8:All:All | {"health":{"date":"2025-04-26","score":100},"skyspark_id":""} | TRUE | ahu |  | 00e6917e-5428-4f20-8f79-8a016b77bd4c | AUS292190 | Package HVAC Unit (Air/Water Cooled)(AHU-BR-2 Carrier) | ACTIVE | Carrier | 3999F53894 | Package HVAC Unit (Air/Water Cooled) |  |  | 2018-07-01T00:00:00 |  | 5OEK-068-600GD | b6c2626d-000a-4e50-9cb0-83450ba295ba | AUS292073 | AHU-BR-2 Carrier | DRAFT | E1090.06.01 | Equipment & Furnishings E / Equipment E10 / Other Equipment E1090 / Undefined Asset Classification E1090.06 / Undefined Asset Classification E1090.06.01 | 2c1062c4-d3a6-4def-abf8-17e253bb3047 | US, CA, Pleasanton | ACTIVE | e9cc0059-5b0a-4c11-850b-b4eef65e39dd | Pleasanton Campus - Building B | ACTIVE | bb1d0392-8004-4690-9924-ee91e808b788 | General | f34b5105-923f-4925-bd9c-f21646679534 | Roof | Clorox | United States
AHU 02B Exhaust Fan 01 | p:clxib:r:2b2a76b6-94845f42 | equip | p:clxib:r:2b2a75c0-a74108a8:All:All | {"health":{"date":"2025-04-26","score":100},"skyspark_id":""} | TRUE | ahu |  | 00e6917e-5428-4f20-8f79-8a016b77bd4c | AUS292190 | Package HVAC Unit (Air/Water Cooled)(AHU-BR-2 Carrier) | ACTIVE | Carrier | 3999F53894 | Package HVAC Unit (Air/Water Cooled) |  |  | 2018-07-01T00:00:00 |  | 5OEK-068-600GD | b6c2626d-000a-4e50-9cb0-83450ba295ba | AUS292073 | AHU-BR-2 Carrier | DRAFT | E1090.06.01 | Equipment & Furnishings E / Equipment E10 / Other Equipment E1090 / Undefined Asset Classification E1090.06 / Undefined Asset Classification E1090.06.01 | 2c1062c4-d3a6-4def-abf8-17e253bb3047 | US, CA, Pleasanton | ACTIVE | e9cc0059-5b0a-4c11-850b-b4eef65e39dd | Pleasanton Campus - Building B | ACTIVE | bb1d0392-8004-4690-9924-ee91e808b788 | General | f34b5105-923f-4925-bd9c-f21646679534 | Roof | Clorox | United States
AHU 02B | p:clxib:r:2b2a7687-06906561 | equip | p:clxib:r:2b2a75c0-a74108a8:All:All | {"health":{"date":"2025-04-26","score":100},"skyspark_id":""} | TRUE | ahu |  | 00e6917e-5428-4f20-8f79-8a016b77bd4c | AUS292190 | Package HVAC Unit (Air/Water Cooled)(AHU-BR-2 Carrier) | ACTIVE | Carrier | 3999F53894 | Package HVAC Unit (Air/Water Cooled) |  |  | 2018-07-01T00:00:00 |  | 5OEK-068-600GD | b6c2626d-000a-4e50-9cb0-83450ba295ba | AUS292073 | AHU-BR-2 Carrier | DRAFT | E1090.06.01 | Equipment & Furnishings E / Equipment E10 / Other Equipment E1090 / Undefined Asset Classification E1090.06 / Undefined Asset Classification E1090.06.01 | 2c1062c4-d3a6-4def-abf8-17e253bb3047 | US, CA, Pleasanton | ACTIVE | e9cc0059-5b0a-4c11-850b-b4eef65e39dd | Pleasanton Campus - Building B | ACTIVE | bb1d0392-8004-4690-9924-ee91e808b788 | General | f34b5105-923f-4925-bd9c-f21646679534 | Roof | Clorox | United States
AHU 01C | p:clxib:r:2b2a77c7-e17ddddb | equip | p:clxib:r:2b2a75c0-d23db094:All:All | {"health":{"date":"2025-04-26","score":50},"skyspark_id":""} | TRUE | ahu |  | a30e23eb-5592-456e-9705-240f2f5eec4d | AUS292544 | Package HVAC Unit (Air/Water Cooled)(AHU-CR-1 Trane) | ACTIVE | Trane | J95G71740 | Package HVAC Unit (Air/Water Cooled) |  |  | 2018-07-01T00:00:00 |  | SXHGD1240E76CE8D#001BKLNRT | 62bbd630-ba99-48f8-a61e-89eeedb480ea | AUS292427 | AHU-CR-1 Trane | DRAFT | E1090.06.01 | Equipment & Furnishings E / Equipment E10 / Other Equipment E1090 / Undefined Asset Classification E1090.06 / Undefined Asset Classification E1090.06.01 | 2c1062c4-d3a6-4def-abf8-17e253bb3047 | US, CA, Pleasanton | ACTIVE | 48fb2cf4-ea2c-48d3-9db7-ab704fe0d2ae | Pleasanton Campus - Building C | ACTIVE | a553a967-3e17-4621-9d7a-27d5237faac6 | General | 14c5f239-17e6-4b8b-97d8-61a81c5d550e | Roof | Clorox | United States
AHU 02C Condenser Fan 01 | p:clxib:r:2b2a781a-46316388 | equip | p:clxib:r:2b2a75c0-d23db094:All:All | {"health":{"date":"2025-04-26","score":100},"skyspark_id":""} | TRUE | ahu |  | 26cf42cc-99a4-4c91-88cd-4ed11ec78755 | AUS292547 | Package HVAC Unit (Air/Water Cooled)(AHU-CR-2 Petra) | ACTIVE | Petra | 50144/0101/01 | Package HVAC Unit (Air/Water Cooled) |  |  | 2007-01-01T00:00:00 |  | PPH-130 | 258854a8-ac35-486e-889a-c3282393176c | AUS292430 | AHU-CR-2 Petra | DRAFT | E1090.06.01 | Equipment & Furnishings E / Equipment E10 / Other Equipment E1090 / Undefined Asset Classification E1090.06 / Undefined Asset Classification E1090.06.01 | 2c1062c4-d3a6-4def-abf8-17e253bb3047 | US, CA, Pleasanton | ACTIVE | 48fb2cf4-ea2c-48d3-9db7-ab704fe0d2ae | Pleasanton Campus - Building C | ACTIVE | a553a967-3e17-4621-9d7a-27d5237faac6 | General | 14c5f239-17e6-4b8b-97d8-61a81c5d550e | Roof | Clorox | United States
AHU 02C Condenser Fan 02 | p:clxib:r:2b2a781a-8c52bd73 | equip | p:clxib:r:2b2a75c0-d23db094:All:All | {"health":{"date":"2025-04-26","score":100},"skyspark_id":""} | TRUE | ahu |  | 26cf42cc-99a4-4c91-88cd-4ed11ec78755 | AUS292547 | Package HVAC Unit (Air/Water Cooled)(AHU-CR-2 Petra) | ACTIVE | Petra | 50144/0101/01 | Package HVAC Unit (Air/Water Cooled) |  |  | 2007-01-01T00:00:00 |  | PPH-130 | 258854a8-ac35-486e-889a-c3282393176c | AUS292430 | AHU-CR-2 Petra | DRAFT | E1090.06.01 | Equipment & Furnishings E / Equipment E10 / Other Equipment E1090 / Undefined Asset Classification E1090.06 / Undefined Asset Classification E1090.06.01 | 2c1062c4-d3a6-4def-abf8-17e253bb3047 | US, CA, Pleasanton | ACTIVE | 48fb2cf4-ea2c-48d3-9db7-ab704fe0d2ae | Pleasanton Campus - Building C | ACTIVE | a553a967-3e17-4621-9d7a-27d5237faac6 | General | 14c5f239-17e6-4b8b-97d8-61a81c5d550e | Roof | Clorox | United States
AHU 02C | p:clxib:r:2b2a77c7-e7c93890 | equip | p:clxib:r:2b2a75c0-d23db094:All:All | {"health":{"date":"2025-04-26","score":90},"skyspark_id":""} | TRUE | ahu |  | 26cf42cc-99a4-4c91-88cd-4ed11ec78755 | AUS292547 | Package HVAC Unit (Air/Water Cooled)(AHU-CR-2 Petra) | ACTIVE | Petra | 50144/0101/01 | Package HVAC Unit (Air/Water Cooled) |  |  | 2007-01-01T00:00:00 |  | PPH-130 | 258854a8-ac35-486e-889a-c3282393176c | AUS292430 | AHU-CR-2 Petra | DRAFT | E1090.06.01 | Equipment & Furnishings E / Equipment E10 / Other Equipment E1090 / Undefined Asset Classification E1090.06 / Undefined Asset Classification E1090.06.01 | 2c1062c4-d3a6-4def-abf8-17e253bb3047 | US, CA, Pleasanton | ACTIVE | 48fb2cf4-ea2c-48d3-9db7-ab704fe0d2ae | Pleasanton Campus - Building C | ACTIVE | a553a967-3e17-4621-9d7a-27d5237faac6 | General | 14c5f239-17e6-4b8b-97d8-61a81c5d550e | Roof | Clorox | United States
AHU 01C Exhaust Fan | p:clxib:r:2b2a781b-5615cc87 | equip | p:clxib:r:2b2a75c0-d23db094:All:All | {"health":{"date":"2025-04-26","score":100},"skyspark_id":""} | TRUE | ahu |  | a30e23eb-5592-456e-9705-240f2f5eec4d | AUS292544 | Package HVAC Unit (Air/Water Cooled)(AHU-CR-1 Trane) | ACTIVE | Trane | J95G71740 | Package HVAC Unit (Air/Water Cooled) |  |  | 2018-07-01T00:00:00 |  | SXHGD1240E76CE8D#001BKLNRT | 62bbd630-ba99-48f8-a61e-89eeedb480ea | AUS292427 | AHU-CR-1 Trane | DRAFT | E1090.06.01 | Equipment & Furnishings E / Equipment E10 / Other Equipment E1090 / Undefined Asset Classification E1090.06 / Undefined Asset Classification E1090.06.01 | 2c1062c4-d3a6-4def-abf8-17e253bb3047 | US, CA, Pleasanton | ACTIVE | 48fb2cf4-ea2c-48d3-9db7-ab704fe0d2ae | Pleasanton Campus - Building C | ACTIVE | a553a967-3e17-4621-9d7a-27d5237faac6 | General | 14c5f239-17e6-4b8b-97d8-61a81c5d550e | Roof | Clorox | United States
AHU 02C Condenser Fan 03 | p:clxib:r:2b2a781a-254864d3 | equip | p:clxib:r:2b2a75c0-d23db094:All:All | {"health":{"date":"2025-04-26","score":100},"skyspark_id":""} | TRUE | ahu |  | 26cf42cc-99a4-4c91-88cd-4ed11ec78755 | AUS292547 | Package HVAC Unit (Air/Water Cooled)(AHU-CR-2 Petra) | ACTIVE | Petra | 50144/0101/01 | Package HVAC Unit (Air/Water Cooled) |  |  | 2007-01-01T00:00:00 |  | PPH-130 | 258854a8-ac35-486e-889a-c3282393176c | AUS292430 | AHU-CR-2 Petra | DRAFT | E1090.06.01 | Equipment & Furnishings E / Equipment E10 / Other Equipment E1090 / Undefined Asset Classification E1090.06 / Undefined Asset Classification E1090.06.01 | 2c1062c4-d3a6-4def-abf8-17e253bb3047 | US, CA, Pleasanton | ACTIVE | 48fb2cf4-ea2c-48d3-9db7-ab704fe0d2ae | Pleasanton Campus - Building C | ACTIVE | a553a967-3e17-4621-9d7a-27d5237faac6 | General | 14c5f239-17e6-4b8b-97d8-61a81c5d550e | Roof | Clorox | United States
AHU 01C Discharge Fan | p:clxib:r:2b2a781b-8bc79bdc | equip | p:clxib:r:2b2a75c0-d23db094:All:All | {"health":{"date":"2025-04-26","score":100},"skyspark_id":""} | TRUE | ahu |  | a30e23eb-5592-456e-9705-240f2f5eec4d | AUS292544 | Package HVAC Unit (Air/Water Cooled)(AHU-CR-1 Trane) | ACTIVE | Trane | J95G71740 | Package HVAC Unit (Air/Water Cooled) |  |  | 2018-07-01T00:00:00 |  | SXHGD1240E76CE8D#001BKLNRT | 62bbd630-ba99-48f8-a61e-89eeedb480ea | AUS292427 | AHU-CR-1 Trane | DRAFT | E1090.06.01 | Equipment & Furnishings E / Equipment E10 / Other Equipment E1090 / Undefined Asset Classification E1090.06 / Undefined Asset Classification E1090.06.01 | 2c1062c4-d3a6-4def-abf8-17e253bb3047 | US, CA, Pleasanton | ACTIVE | 48fb2cf4-ea2c-48d3-9db7-ab704fe0d2ae | Pleasanton Campus - Building C | ACTIVE | a553a967-3e17-4621-9d7a-27d5237faac6 | General | 14c5f239-17e6-4b8b-97d8-61a81c5d550e | Roof | Clorox | United States
AHU 02C Condenser Fan 04 | p:clxib:r:2b2a781a-a8665a2f | equip | p:clxib:r:2b2a75c0-d23db094:All:All | {"health":{"date":"2025-04-26","score":100},"skyspark_id":""} | TRUE | ahu |  | 26cf42cc-99a4-4c91-88cd-4ed11ec78755 | AUS292547 | Package HVAC Unit (Air/Water Cooled)(AHU-CR-2 Petra) | ACTIVE | Petra | 50144/0101/01 | Package HVAC Unit (Air/Water Cooled) |  |  | 2007-01-01T00:00:00 |  | PPH-130 | 258854a8-ac35-486e-889a-c3282393176c | AUS292430 | AHU-CR-2 Petra | DRAFT | E1090.06.01 | Equipment & Furnishings E / Equipment E10 / Other Equipment E1090 / Undefined Asset Classification E1090.06 / Undefined Asset Classification E1090.06.01 | 2c1062c4-d3a6-4def-abf8-17e253bb3047 | US, CA, Pleasanton | ACTIVE | 48fb2cf4-ea2c-48d3-9db7-ab704fe0d2ae | Pleasanton Campus - Building C | ACTIVE | a553a967-3e17-4621-9d7a-27d5237faac6 | General | 14c5f239-17e6-4b8b-97d8-61a81c5d550e | Roof | Clorox | United States
AHU 02C Discharge Fan | p:clxib:r:2b2a781b-9f0b94fb | equip | p:clxib:r:2b2a75c0-d23db094:All:All | {"health":{"date":"2025-04-26","score":100},"skyspark_id":""} | TRUE | ahu |  | 26cf42cc-99a4-4c91-88cd-4ed11ec78755 | AUS292547 | Package HVAC Unit (Air/Water Cooled)(AHU-CR-2 Petra) | ACTIVE | Petra | 50144/0101/01 | Package HVAC Unit (Air/Water Cooled) |  |  | 2007-01-01T00:00:00 |  | PPH-130 | 258854a8-ac35-486e-889a-c3282393176c | AUS292430 | AHU-CR-2 Petra | DRAFT | E1090.06.01 | Equipment & Furnishings E / Equipment E10 / Other Equipment E1090 / Undefined Asset Classification E1090.06 / Undefined Asset Classification E1090.06.01 | 2c1062c4-d3a6-4def-abf8-17e253bb3047 | US, CA, Pleasanton | ACTIVE | 48fb2cf4-ea2c-48d3-9db7-ab704fe0d2ae | Pleasanton Campus - Building C | ACTIVE | a553a967-3e17-4621-9d7a-27d5237faac6 | General | 14c5f239-17e6-4b8b-97d8-61a81c5d550e | Roof | Clorox | United States
AHU 02C Return Fan | p:clxib:r:2b2a781b-60e0e78a | equip | p:clxib:r:2b2a75c0-d23db094:All:All | {"health":{"date":"2025-04-26","score":100},"skyspark_id":""} | TRUE | ahu |  | 26cf42cc-99a4-4c91-88cd-4ed11ec78755 | AUS292547 | Package HVAC Unit (Air/Water Cooled)(AHU-CR-2 Petra) | ACTIVE | Petra | 50144/0101/01 | Package HVAC Unit (Air/Water Cooled) |  |  | 2007-01-01T00:00:00 |  | PPH-130 | 258854a8-ac35-486e-889a-c3282393176c | AUS292430 | AHU-CR-2 Petra | DRAFT | E1090.06.01 | Equipment & Furnishings E / Equipment E10 / Other Equipment E1090 / Undefined Asset Classification E1090.06 / Undefined Asset Classification E1090.06.01 | 2c1062c4-d3a6-4def-abf8-17e253bb3047 | US, CA, Pleasanton | ACTIVE | 48fb2cf4-ea2c-48d3-9db7-ab704fe0d2ae | Pleasanton Campus - Building C | ACTIVE | a553a967-3e17-4621-9d7a-27d5237faac6 | General | 14c5f239-17e6-4b8b-97d8-61a81c5d550e | Roof | Clorox | United States
AHU 02C Exhaust Fan | p:clxib:r:2b2a781b-b3808983 | equip | p:clxib:r:2b2a75c0-d23db094:All:All | {"health":{"date":"2025-04-26","score":100},"skyspark_id":""} | TRUE | ahu |  | 26cf42cc-99a4-4c91-88cd-4ed11ec78755 | AUS292547 | Package HVAC Unit (Air/Water Cooled)(AHU-CR-2 Petra) | ACTIVE | Petra | 50144/0101/01 | Package HVAC Unit (Air/Water Cooled) |  |  | 2007-01-01T00:00:00 |  | PPH-130 | 258854a8-ac35-486e-889a-c3282393176c | AUS292430 | AHU-CR-2 Petra | DRAFT | E1090.06.01 | Equipment & Furnishings E / Equipment E10 / Other Equipment E1090 / Undefined Asset Classification E1090.06 / Undefined Asset Classification E1090.06.01 | 2c1062c4-d3a6-4def-abf8-17e253bb3047 | US, CA, Pleasanton | ACTIVE | 48fb2cf4-ea2c-48d3-9db7-ab704fe0d2ae | Pleasanton Campus - Building C | ACTIVE | a553a967-3e17-4621-9d7a-27d5237faac6 | General | 14c5f239-17e6-4b8b-97d8-61a81c5d550e | Roof | Clorox | United States
AHU 03D | p:clxib:r:2b2a792e-3603b4bf | equip | p:clxib:r:2b2a75c0-e0c24912:All:All | {"health":{"date":"2025-04-26","score":100},"skyspark_id":""} | TRUE | ahu |  | 014f694f-3cd9-4525-8767-9e02bfb77c56 | AUS293252 | Package HVAC Unit (Air/Water Cooled)(AHU-DR-3 McQuay) | ACTIVE | McQuay | FBOU 120 | Package HVAC Unit (Air/Water Cooled) |  |  | 2012-01-01T00:00:00 |  | RPS100DSW | 7994ea19-1913-4d70-9472-dae0bd68bd90 | AUS293135 | AHU-DR-3 McQuay | DRAFT | E1090.06.01 | Equipment & Furnishings E / Equipment E10 / Other Equipment E1090 / Undefined Asset Classification E1090.06 / Undefined Asset Classification E1090.06.01 | 2c1062c4-d3a6-4def-abf8-17e253bb3047 | US, CA, Pleasanton | ACTIVE | f58c649f-c27e-4886-98fe-cf63f6bb6ecc | Pleasanton Campus - Building D | ACTIVE | 6e2fa335-84de-466d-ad60-f2bddfffafc9 | General | 9ed3543b-3fdb-44f7-a199-aed929579a6c | Roof | Clorox | United States
AHU 01D Discharge Fan | p:clxib:r:2b2a7988-c63ca24e | equip | p:clxib:r:2b2a75c0-e0c24912:All:All | {"health":{"date":"2025-04-26","score":100},"skyspark_id":""} | TRUE | ahu |  | f68cf95f-a946-484d-89ee-864887624f2d | AUS293244 | Package HVAC Unit (Air/Water Cooled)(AHU-DR-1 Trane) | ACTIVE | Trane | J96G72112 | Package HVAC Unit (Air/Water Cooled) |  |  | 2018-08-01T00:00:00 |  | SXHGC9040G86AE8D900GLRT | c494d120-e6fb-40be-ab27-79cd796dbfe0 | AUS293127 | AHU-DR-1 Trane | DRAFT | E1090.06.01 | Equipment & Furnishings E / Equipment E10 / Other Equipment E1090 / Undefined Asset Classification E1090.06 / Undefined Asset Classification E1090.06.01 | 2c1062c4-d3a6-4def-abf8-17e253bb3047 | US, CA, Pleasanton | ACTIVE | f58c649f-c27e-4886-98fe-cf63f6bb6ecc | Pleasanton Campus - Building D | ACTIVE | 6e2fa335-84de-466d-ad60-f2bddfffafc9 | General | 9ed3543b-3fdb-44f7-a199-aed929579a6c | Roof | Clorox | United States
AHU 04D Discharge Fan | p:clxib:r:2b2a7988-f51d87a4 | equip | p:clxib:r:2b2a75c0-e0c24912:All:All | {"health":{"date":"2025-04-26","score":100},"skyspark_id":""} | TRUE | ahu |  | f75c6b72-f317-4240-a606-d948ebbca823 | AUS293257 | Package HVAC Unit (Air/Water Cooled)(AHU-DR-4 McQuay) | ACTIVE | McQuay | FBOU120600015 | Package HVAC Unit (Air/Water Cooled) |  |  | 2012-01-01T00:00:00 |  | RPS050DSW | 448f7130-2280-4f4b-87da-ee5e6aeebc41 | AUS293140 | AHU-DR-4 McQuay | DRAFT | E1090.06.01 | Equipment & Furnishings E / Equipment E10 / Other Equipment E1090 / Undefined Asset Classification E1090.06 / Undefined Asset Classification E1090.06.01 | 2c1062c4-d3a6-4def-abf8-17e253bb3047 | US, CA, Pleasanton | ACTIVE | f58c649f-c27e-4886-98fe-cf63f6bb6ecc | Pleasanton Campus - Building D | ACTIVE | 6e2fa335-84de-466d-ad60-f2bddfffafc9 | General | 9ed3543b-3fdb-44f7-a199-aed929579a6c | Roof | Clorox | United States
AHU 03D Discharge Fan | p:clxib:r:2b2a7988-912217fb | equip | p:clxib:r:2b2a75c0-e0c24912:All:All | {"health":{"date":"2025-04-26","score":100},"skyspark_id":""} | TRUE | ahu |  | 014f694f-3cd9-4525-8767-9e02bfb77c56 | AUS293252 | Package HVAC Unit (Air/Water Cooled)(AHU-DR-3 McQuay) | ACTIVE | McQuay | FBOU 120 | Package HVAC Unit (Air/Water Cooled) |  |  | 2012-01-01T00:00:00 |  | RPS100DSW | 7994ea19-1913-4d70-9472-dae0bd68bd90 | AUS293135 | AHU-DR-3 McQuay | DRAFT | E1090.06.01 | Equipment & Furnishings E / Equipment E10 / Other Equipment E1090 / Undefined Asset Classification E1090.06 / Undefined Asset Classification E1090.06.01 | 2c1062c4-d3a6-4def-abf8-17e253bb3047 | US, CA, Pleasanton | ACTIVE | f58c649f-c27e-4886-98fe-cf63f6bb6ecc | Pleasanton Campus - Building D | ACTIVE | 6e2fa335-84de-466d-ad60-f2bddfffafc9 | General | 9ed3543b-3fdb-44f7-a199-aed929579a6c | Roof | Clorox | United States
AHU 01D Exhaust Fan | p:clxib:r:2b2a7988-b630cb92 | equip | p:clxib:r:2b2a75c0-e0c24912:All:All | {"health":{"date":"2025-04-26","score":100},"skyspark_id":""} | TRUE | ahu |  | f68cf95f-a946-484d-89ee-864887624f2d | AUS293244 | Package HVAC Unit (Air/Water Cooled)(AHU-DR-1 Trane) | ACTIVE | Trane | J96G72112 | Package HVAC Unit (Air/Water Cooled) |  |  | 2018-08-01T00:00:00 |  | SXHGC9040G86AE8D900GLRT | c494d120-e6fb-40be-ab27-79cd796dbfe0 | AUS293127 | AHU-DR-1 Trane | DRAFT | E1090.06.01 | Equipment & Furnishings E / Equipment E10 / Other Equipment E1090 / Undefined Asset Classification E1090.06 / Undefined Asset Classification E1090.06.01 | 2c1062c4-d3a6-4def-abf8-17e253bb3047 | US, CA, Pleasanton | ACTIVE | f58c649f-c27e-4886-98fe-cf63f6bb6ecc | Pleasanton Campus - Building D | ACTIVE | 6e2fa335-84de-466d-ad60-f2bddfffafc9 | General | 9ed3543b-3fdb-44f7-a199-aed929579a6c | Roof | Clorox | United States
AHU 02D Discharge Fan | p:clxib:r:2b2a7988-3673e7b1 | equip | p:clxib:r:2b2a75c0-e0c24912:All:All | {"health":{"date":"2025-04-26","score":100},"skyspark_id":""} | TRUE | ahu |  | b3834837-d22d-47a7-a193-a88213d9a79a | AUS293247 | Package HVAC Unit (Air/Water Cooled)(AHU-DR-2 Trane) | ACTIVE | Trane | J96G72113 | Package HVAC Unit (Air/Water Cooled) |  |  | 2019-05-01T00:00:00 |  | SHGD1140GH7CF9D9001GLRT | 561e03f8-2ed6-4675-9500-020523829e70 | AUS293130 | AHU-DR-2 Trane | DRAFT | E1090.06.01 | Equipment & Furnishings E / Equipment E10 / Other Equipment E1090 / Undefined Asset Classification E1090.06 / Undefined Asset Classification E1090.06.01 | 2c1062c4-d3a6-4def-abf8-17e253bb3047 | US, CA, Pleasanton | ACTIVE | f58c649f-c27e-4886-98fe-cf63f6bb6ecc | Pleasanton Campus - Building D | ACTIVE | 6e2fa335-84de-466d-ad60-f2bddfffafc9 | General | 9ed3543b-3fdb-44f7-a199-aed929579a6c | Roof | Clorox | United States
AHU 04D | p:clxib:r:2b2a792e-8d50094e | equip | p:clxib:r:2b2a75c0-e0c24912:All:All | {"health":{"date":"2025-04-26","score":100},"skyspark_id":""} | TRUE | ahu |  | f75c6b72-f317-4240-a606-d948ebbca823 | AUS293257 | Package HVAC Unit (Air/Water Cooled)(AHU-DR-4 McQuay) | ACTIVE | McQuay | FBOU120600015 | Package HVAC Unit (Air/Water Cooled) |  |  | 2012-01-01T00:00:00 |  | RPS050DSW | 448f7130-2280-4f4b-87da-ee5e6aeebc41 | AUS293140 | AHU-DR-4 McQuay | DRAFT | E1090.06.01 | Equipment & Furnishings E / Equipment E10 / Other Equipment E1090 / Undefined Asset Classification E1090.06 / Undefined Asset Classification E1090.06.01 | 2c1062c4-d3a6-4def-abf8-17e253bb3047 | US, CA, Pleasanton | ACTIVE | f58c649f-c27e-4886-98fe-cf63f6bb6ecc | Pleasanton Campus - Building D | ACTIVE | 6e2fa335-84de-466d-ad60-f2bddfffafc9 | General | 9ed3543b-3fdb-44f7-a199-aed929579a6c | Roof | Clorox | United States
AHU 01D | p:clxib:r:2b2a792e-d74061b3 | equip | p:clxib:r:2b2a75c0-e0c24912:All:All | {"health":{"date":"2025-04-26","score":65},"skyspark_id":""} | TRUE | ahu |  | f68cf95f-a946-484d-89ee-864887624f2d | AUS293244 | Package HVAC Unit (Air/Water Cooled)(AHU-DR-1 Trane) | ACTIVE | Trane | J96G72112 | Package HVAC Unit (Air/Water Cooled) |  |  | 2018-08-01T00:00:00 |  | SXHGC9040G86AE8D900GLRT | c494d120-e6fb-40be-ab27-79cd796dbfe0 | AUS293127 | AHU-DR-1 Trane | DRAFT | E1090.06.01 | Equipment & Furnishings E / Equipment E10 / Other Equipment E1090 / Undefined Asset Classification E1090.06 / Undefined Asset Classification E1090.06.01 | 2c1062c4-d3a6-4def-abf8-17e253bb3047 | US, CA, Pleasanton | ACTIVE | f58c649f-c27e-4886-98fe-cf63f6bb6ecc | Pleasanton Campus - Building D | ACTIVE | 6e2fa335-84de-466d-ad60-f2bddfffafc9 | General | 9ed3543b-3fdb-44f7-a199-aed929579a6c | Roof | Clorox | United States
AHU 02D | p:clxib:r:2b2a792e-01d5bbb7 | equip | p:clxib:r:2b2a75c0-e0c24912:All:All | {"health":{"date":"2025-04-26","score":100},"skyspark_id":""} | TRUE | ahu |  | b3834837-d22d-47a7-a193-a88213d9a79a | AUS293247 | Package HVAC Unit (Air/Water Cooled)(AHU-DR-2 Trane) | ACTIVE | Trane | J96G72113 | Package HVAC Unit (Air/Water Cooled) |  |  | 2019-05-01T00:00:00 |  | SHGD1140GH7CF9D9001GLRT | 561e03f8-2ed6-4675-9500-020523829e70 | AUS293130 | AHU-DR-2 Trane | DRAFT | E1090.06.01 | Equipment & Furnishings E / Equipment E10 / Other Equipment E1090 / Undefined Asset Classification E1090.06 / Undefined Asset Classification E1090.06.01 | 2c1062c4-d3a6-4def-abf8-17e253bb3047 | US, CA, Pleasanton | ACTIVE | f58c649f-c27e-4886-98fe-cf63f6bb6ecc | Pleasanton Campus - Building D | ACTIVE | 6e2fa335-84de-466d-ad60-f2bddfffafc9 | General | 9ed3543b-3fdb-44f7-a199-aed929579a6c | Roof | Clorox | United States
AHU 02D Exhaust Fan | p:clxib:r:2b2a7988-5936a2bb | equip | p:clxib:r:2b2a75c0-e0c24912:All:All | {"health":{"date":"2025-04-26","score":100},"skyspark_id":""} | TRUE | ahu |  | b3834837-d22d-47a7-a193-a88213d9a79a | AUS293247 | Package HVAC Unit (Air/Water Cooled)(AHU-DR-2 Trane) | ACTIVE | Trane | J96G72113 | Package HVAC Unit (Air/Water Cooled) |  |  | 2019-05-01T00:00:00 |  | SHGD1140GH7CF9D9001GLRT | 561e03f8-2ed6-4675-9500-020523829e70 | AUS293130 | AHU-DR-2 Trane | DRAFT | E1090.06.01 | Equipment & Furnishings E / Equipment E10 / Other Equipment E1090 / Undefined Asset Classification E1090.06 / Undefined Asset Classification E1090.06.01 | 2c1062c4-d3a6-4def-abf8-17e253bb3047 | US, CA, Pleasanton | ACTIVE | f58c649f-c27e-4886-98fe-cf63f6bb6ecc | Pleasanton Campus - Building D | ACTIVE | 6e2fa335-84de-466d-ad60-f2bddfffafc9 | General | 9ed3543b-3fdb-44f7-a199-aed929579a6c | Roof | Clorox | United States
AHU 01E Discharge Fan | p:clxib:r:2b2a7ad1-e73547e9 | equip | p:clxib:r:2b2a75c0-f63e0756:All:All | {"health":{"date":"2025-04-26","score":100},"skyspark_id":""} | TRUE | ahu |  | 4b2644de-e8a7-46ed-a44c-5f5a90563a2a | AUS408159 | AHU1 TRANE | ACTIVE | TRANE | C19C01481 |  | 1 - Mechanical |  | 2019-04-01T00:00:00.000Z |  | SXHKC904N86CEDD800100WU0H0K000RT0M800 | 54dd367f-e4fd-471c-90e4-2ee30a67e970 | AUS407945 | AHU1 TRANE | DRAFT | D3040.02.10 | Services D / HVAC D30 / Distribution Systems D3040 / Air Handling Unit D3040.02 / Air Handling Unit, DX Cooling, Hot Water Heat D3040.02.10 | 2c1062c4-d3a6-4def-abf8-17e253bb3047 | US, CA, Pleasanton | ACTIVE | 2455e59b-ec07-47f4-a1c4-faffedc7fa70 | Pleasanton Campus - Building E | ACTIVE | 63a27bfb-649d-4165-9fc6-0157ed9b67e2 | General | b1872466-a031-4acc-821d-8b16cbb5f628 | Roof | Clorox | United States
AHU 01E Discharge Fan | p:clxib:r:2b2a7ad1-e73547e9 | equip | p:clxib:r:2b2a75c0-f63e0756:All:All | {"health":{"date":"2025-04-26","score":100},"skyspark_id":""} | TRUE | ahu |  | d6ef2b21-5187-4d5f-a4d9-efea95e973aa | AUS290009 | Package HVAC Unit (Air/Water Cooled)(AHU-ER-1) | ACTIVE | Trane | J97H72727 | Package HVAC Unit (Air/Water Cooled) |  |  | 2018-08-01T00:00:00 |  | SXHGC9040K#6C#8D9001GKLRT | 4d99b075-a4f7-42f7-b4ba-2d318257bd3b | AUS289892 | AHU-ER-1 | DRAFT | E1090.06.01 | Equipment & Furnishings E / Equipment E10 / Other Equipment E1090 / Undefined Asset Classification E1090.06 / Undefined Asset Classification E1090.06.01 | 2c1062c4-d3a6-4def-abf8-17e253bb3047 | US, CA, Pleasanton | ACTIVE | 2455e59b-ec07-47f4-a1c4-faffedc7fa70 | Pleasanton Campus - Building E | ACTIVE | 63a27bfb-649d-4165-9fc6-0157ed9b67e2 | General | b1872466-a031-4acc-821d-8b16cbb5f628 | Roof | Clorox | United States
AHU 02E Discharge Fan | p:clxib:r:2b2a7ad1-c38aec88 | equip | p:clxib:r:2b2a75c0-f63e0756:All:All | {"health":{"date":"2025-04-26","score":100},"skyspark_id":""} | TRUE | ahu |  | 2b408940-7de1-4cc2-a3ee-62fd76760afe | AUS290010 | Package HVAC Unit (Air/Water Cooled)(AHU-ER-2) | ACTIVE | Trane | J98A70050 | Package HVAC Unit (Air/Water Cooled) |  |  | 2019-05-01T00:00:00 |  | SXHGD1140L#7C#9D9001GKLRT | 687b107d-96ff-496f-b776-86db5bbc4b2a | AUS289893 | AHU-ER-2 | DRAFT | E1090.06.01 | Equipment & Furnishings E / Equipment E10 / Other Equipment E1090 / Undefined Asset Classification E1090.06 / Undefined Asset Classification E1090.06.01 | 2c1062c4-d3a6-4def-abf8-17e253bb3047 | US, CA, Pleasanton | ACTIVE | 2455e59b-ec07-47f4-a1c4-faffedc7fa70 | Pleasanton Campus - Building E | ACTIVE | 63a27bfb-649d-4165-9fc6-0157ed9b67e2 | General | b1872466-a031-4acc-821d-8b16cbb5f628 | Roof | Clorox | United States
AHU 02E Discharge Fan | p:clxib:r:2b2a7ad1-c38aec88 | equip | p:clxib:r:2b2a75c0-f63e0756:All:All | {"health":{"date":"2025-04-26","score":100},"skyspark_id":""} | TRUE | ahu |  | 9dccc4bc-ced4-4d70-9b1d-31eaa54c3147 | AUS408160 | AHU2 TRANE | ACTIVE | TRANE | C19C01480 |  | 1 - Mechanical |  | 2019-04-01T00:00:00.000Z |  | SXHKD1140NH7CFED800100WU0G0K000RT0M800# | e3d882c9-507f-48ff-82cb-974aee93c22d | AUS407946 | AHU2 TRANE | DRAFT | D3040.02.10 | Services D / HVAC D30 / Distribution Systems D3040 / Air Handling Unit D3040.02 / Air Handling Unit, DX Cooling, Hot Water Heat D3040.02.10 | 2c1062c4-d3a6-4def-abf8-17e253bb3047 | US, CA, Pleasanton | ACTIVE | 2455e59b-ec07-47f4-a1c4-faffedc7fa70 | Pleasanton Campus - Building E | ACTIVE | 63a27bfb-649d-4165-9fc6-0157ed9b67e2 | General | b1872466-a031-4acc-821d-8b16cbb5f628 | Roof | Clorox | United States
AHU 01E Exhaust Fan | p:clxib:r:2b2a7ad1-9c5a90c9 | equip | p:clxib:r:2b2a75c0-f63e0756:All:All | {"health":{"date":"2025-04-26","score":100},"skyspark_id":""} | TRUE | ahu |  | 4b2644de-e8a7-46ed-a44c-5f5a90563a2a | AUS408159 | AHU1 TRANE | ACTIVE | TRANE | C19C01481 |  | 1 - Mechanical |  | 2019-04-01T00:00:00.000Z |  | SXHKC904N86CEDD800100WU0H0K000RT0M800 | 54dd367f-e4fd-471c-90e4-2ee30a67e970 | AUS407945 | AHU1 TRANE | DRAFT | D3040.02.10 | Services D / HVAC D30 / Distribution Systems D3040 / Air Handling Unit D3040.02 / Air Handling Unit, DX Cooling, Hot Water Heat D3040.02.10 | 2c1062c4-d3a6-4def-abf8-17e253bb3047 | US, CA, Pleasanton | ACTIVE | 2455e59b-ec07-47f4-a1c4-faffedc7fa70 | Pleasanton Campus - Building E | ACTIVE | 63a27bfb-649d-4165-9fc6-0157ed9b67e2 | General | b1872466-a031-4acc-821d-8b16cbb5f628 | Roof | Clorox | United States
AHU 01E Exhaust Fan | p:clxib:r:2b2a7ad1-9c5a90c9 | equip | p:clxib:r:2b2a75c0-f63e0756:All:All | {"health":{"date":"2025-04-26","score":100},"skyspark_id":""} | TRUE | ahu |  | d6ef2b21-5187-4d5f-a4d9-efea95e973aa | AUS290009 | Package HVAC Unit (Air/Water Cooled)(AHU-ER-1) | ACTIVE | Trane | J97H72727 | Package HVAC Unit (Air/Water Cooled) |  |  | 2018-08-01T00:00:00 |  | SXHGC9040K#6C#8D9001GKLRT | 4d99b075-a4f7-42f7-b4ba-2d318257bd3b | AUS289892 | AHU-ER-1 | DRAFT | E1090.06.01 | Equipment & Furnishings E / Equipment E10 / Other Equipment E1090 / Undefined Asset Classification E1090.06 / Undefined Asset Classification E1090.06.01 | 2c1062c4-d3a6-4def-abf8-17e253bb3047 | US, CA, Pleasanton | ACTIVE | 2455e59b-ec07-47f4-a1c4-faffedc7fa70 | Pleasanton Campus - Building E | ACTIVE | 63a27bfb-649d-4165-9fc6-0157ed9b67e2 | General | b1872466-a031-4acc-821d-8b16cbb5f628 | Roof | Clorox | United States
AHU 02E Exhaust Fan | p:clxib:r:2b2a7ad1-c863eb29 | equip | p:clxib:r:2b2a75c0-f63e0756:All:All | {"health":{"date":"2025-04-26","score":100},"skyspark_id":""} | TRUE | ahu |  | 2b408940-7de1-4cc2-a3ee-62fd76760afe | AUS290010 | Package HVAC Unit (Air/Water Cooled)(AHU-ER-2) | ACTIVE | Trane | J98A70050 | Package HVAC Unit (Air/Water Cooled) |  |  | 2019-05-01T00:00:00 |  | SXHGD1140L#7C#9D9001GKLRT | 687b107d-96ff-496f-b776-86db5bbc4b2a | AUS289893 | AHU-ER-2 | DRAFT | E1090.06.01 | Equipment & Furnishings E / Equipment E10 / Other Equipment E1090 / Undefined Asset Classification E1090.06 / Undefined Asset Classification E1090.06.01 | 2c1062c4-d3a6-4def-abf8-17e253bb3047 | US, CA, Pleasanton | ACTIVE | 2455e59b-ec07-47f4-a1c4-faffedc7fa70 | Pleasanton Campus - Building E | ACTIVE | 63a27bfb-649d-4165-9fc6-0157ed9b67e2 | General | b1872466-a031-4acc-821d-8b16cbb5f628 | Roof | Clorox | United States
AHU 02E Exhaust Fan | p:clxib:r:2b2a7ad1-c863eb29 | equip | p:clxib:r:2b2a75c0-f63e0756:All:All | {"health":{"date":"2025-04-26","score":100},"skyspark_id":""} | TRUE | ahu |  | 9dccc4bc-ced4-4d70-9b1d-31eaa54c3147 | AUS408160 | AHU2 TRANE | ACTIVE | TRANE | C19C01480 |  | 1 - Mechanical |  | 2019-04-01T00:00:00.000Z |  | SXHKD1140NH7CFED800100WU0G0K000RT0M800# | e3d882c9-507f-48ff-82cb-974aee93c22d | AUS407946 | AHU2 TRANE | DRAFT | D3040.02.10 | Services D / HVAC D30 / Distribution Systems D3040 / Air Handling Unit D3040.02 / Air Handling Unit, DX Cooling, Hot Water Heat D3040.02.10 | 2c1062c4-d3a6-4def-abf8-17e253bb3047 | US, CA, Pleasanton | ACTIVE | 2455e59b-ec07-47f4-a1c4-faffedc7fa70 | Pleasanton Campus - Building E | ACTIVE | 63a27bfb-649d-4165-9fc6-0157ed9b67e2 | General | b1872466-a031-4acc-821d-8b16cbb5f628 | Roof | Clorox | United States
AHU 02E | p:clxib:r:2b2a7a7e-4039400e | equip | p:clxib:r:2b2a75c0-f63e0756:All:All | {"health":{"date":"2025-04-26","score":100},"skyspark_id":""} | TRUE | ahu |  | 2b408940-7de1-4cc2-a3ee-62fd76760afe | AUS290010 | Package HVAC Unit (Air/Water Cooled)(AHU-ER-2) | ACTIVE | Trane | J98A70050 | Package HVAC Unit (Air/Water Cooled) |  |  | 2019-05-01T00:00:00 |  | SXHGD1140L#7C#9D9001GKLRT | 687b107d-96ff-496f-b776-86db5bbc4b2a | AUS289893 | AHU-ER-2 | DRAFT | E1090.06.01 | Equipment & Furnishings E / Equipment E10 / Other Equipment E1090 / Undefined Asset Classification E1090.06 / Undefined Asset Classification E1090.06.01 | 2c1062c4-d3a6-4def-abf8-17e253bb3047 | US, CA, Pleasanton | ACTIVE | 2455e59b-ec07-47f4-a1c4-faffedc7fa70 | Pleasanton Campus - Building E | ACTIVE | 63a27bfb-649d-4165-9fc6-0157ed9b67e2 | General | b1872466-a031-4acc-821d-8b16cbb5f628 | Roof | Clorox | United States
AHU 02E | p:clxib:r:2b2a7a7e-4039400e | equip | p:clxib:r:2b2a75c0-f63e0756:All:All | {"health":{"date":"2025-04-26","score":100},"skyspark_id":""} | TRUE | ahu |  | 9dccc4bc-ced4-4d70-9b1d-31eaa54c3147 | AUS408160 | AHU2 TRANE | ACTIVE | TRANE | C19C01480 |  | 1 - Mechanical |  | 2019-04-01T00:00:00.000Z |  | SXHKD1140NH7CFED800100WU0G0K000RT0M800# | e3d882c9-507f-48ff-82cb-974aee93c22d | AUS407946 | AHU2 TRANE | DRAFT | D3040.02.10 | Services D / HVAC D30 / Distribution Systems D3040 / Air Handling Unit D3040.02 / Air Handling Unit, DX Cooling, Hot Water Heat D3040.02.10 | 2c1062c4-d3a6-4def-abf8-17e253bb3047 | US, CA, Pleasanton | ACTIVE | 2455e59b-ec07-47f4-a1c4-faffedc7fa70 | Pleasanton Campus - Building E | ACTIVE | 63a27bfb-649d-4165-9fc6-0157ed9b67e2 | General | b1872466-a031-4acc-821d-8b16cbb5f628 | Roof | Clorox | United States
AHU 01E | p:clxib:r:2b2a7a7e-2a1ccd12 | equip | p:clxib:r:2b2a75c0-f63e0756:All:All | {"health":{"date":"2025-04-26","score":73},"skyspark_id":""} | TRUE | ahu |  | 4b2644de-e8a7-46ed-a44c-5f5a90563a2a | AUS408159 | AHU1 TRANE | ACTIVE | TRANE | C19C01481 |  | 1 - Mechanical |  | 2019-04-01T00:00:00.000Z |  | SXHKC904N86CEDD800100WU0H0K000RT0M800 | 54dd367f-e4fd-471c-90e4-2ee30a67e970 | AUS407945 | AHU1 TRANE | DRAFT | D3040.02.10 | Services D / HVAC D30 / Distribution Systems D3040 / Air Handling Unit D3040.02 / Air Handling Unit, DX Cooling, Hot Water Heat D3040.02.10 | 2c1062c4-d3a6-4def-abf8-17e253bb3047 | US, CA, Pleasanton | ACTIVE | 2455e59b-ec07-47f4-a1c4-faffedc7fa70 | Pleasanton Campus - Building E | ACTIVE | 63a27bfb-649d-4165-9fc6-0157ed9b67e2 | General | b1872466-a031-4acc-821d-8b16cbb5f628 | Roof | Clorox | United States
AHU 01E | p:clxib:r:2b2a7a7e-2a1ccd12 | equip | p:clxib:r:2b2a75c0-f63e0756:All:All | {"health":{"date":"2025-04-26","score":73},"skyspark_id":""} | TRUE | ahu |  | d6ef2b21-5187-4d5f-a4d9-efea95e973aa | AUS290009 | Package HVAC Unit (Air/Water Cooled)(AHU-ER-1) | ACTIVE | Trane | J97H72727 | Package HVAC Unit (Air/Water Cooled) |  |  | 2018-08-01T00:00:00 |  | SXHGC9040K#6C#8D9001GKLRT | 4d99b075-a4f7-42f7-b4ba-2d318257bd3b | AUS289892 | AHU-ER-1 | DRAFT | E1090.06.01 | Equipment & Furnishings E / Equipment E10 / Other Equipment E1090 / Undefined Asset Classification E1090.06 / Undefined Asset Classification E1090.06.01 | 2c1062c4-d3a6-4def-abf8-17e253bb3047 | US, CA, Pleasanton | ACTIVE | 2455e59b-ec07-47f4-a1c4-faffedc7fa70 | Pleasanton Campus - Building E | ACTIVE | 63a27bfb-649d-4165-9fc6-0157ed9b67e2 | General | b1872466-a031-4acc-821d-8b16cbb5f628 | Roof | Clorox | United States
AHU 01F | p:clxib:r:2b2a7bae-e3647096 | equip | p:clxib:r:2b2a75c0-181e05f7:All:All | {"health":{"date":"2025-04-26","score":100},"skyspark_id":""} | TRUE | ahu |  | b223784f-c041-494a-a5ee-a29e5b4450c4 | AUS290433 | Package HVAC Unit (Air/Water Cooled)(AHU-FR-1 Carrier) | ACTIVE | Carrier | 1112U10021 | Package HVAC Unit (Air/Water Cooled) |  |  | 2011-01-01T00:00:00 |  | 39MN40D0213FC11XGS | 1d68ac36-2736-43cb-bc7c-116a4f38823d | AUS290316 | AHU-FR-1 Carrier | DRAFT | E1090.06.01 | Equipment & Furnishings E / Equipment E10 / Other Equipment E1090 / Undefined Asset Classification E1090.06 / Undefined Asset Classification E1090.06.01 | 2c1062c4-d3a6-4def-abf8-17e253bb3047 | US, CA, Pleasanton | ACTIVE | d32d7212-86f2-478c-bde5-68ac765b3db4 | Pleasanton Campus - Building F | ACTIVE | d1ff2b56-2453-4c56-a61e-663e60885647 | General | 101c617e-bb3f-40f1-af1e-d2f266354984 | Roof | Clorox | United States
AHU 03F | p:clxib:r:2b2a7bae-b1ba1ada | equip | p:clxib:r:2b2a75c0-181e05f7:All:All | {"health":{"date":"2025-04-26","score":100},"skyspark_id":""} | TRUE | ahu |  | 33bdf172-5401-4aa7-89c2-8855480b3bbd | AUS290517 | Package HVAC Unit (Air/Water Cooled)(AHU-FR-3 Carrier) | ACTIVE | Carrier | 1112U09947a | Package HVAC Unit (Air/Water Cooled) |  |  | 2011-01-01T00:00:00 |  | 39MN21D0213FD11XGS | d459641c-9aae-4095-bc6a-fa3412a763e6 | AUS290400 | AHU-FR-3 Carrier | DRAFT | E1090.06.01 | Equipment & Furnishings E / Equipment E10 / Other Equipment E1090 / Undefined Asset Classification E1090.06 / Undefined Asset Classification E1090.06.01 | 2c1062c4-d3a6-4def-abf8-17e253bb3047 | US, CA, Pleasanton | ACTIVE | d32d7212-86f2-478c-bde5-68ac765b3db4 | Pleasanton Campus - Building F | ACTIVE | d1ff2b56-2453-4c56-a61e-663e60885647 | General | 101c617e-bb3f-40f1-af1e-d2f266354984 | Roof | Clorox | United States
AHU 03F Return Fan | p:clxib:r:2b2a7bfa-382faa68 | equip | p:clxib:r:2b2a75c0-181e05f7:All:All | {"health":{"date":"2025-04-26","score":100},"skyspark_id":""} | TRUE | ahu |  | 33bdf172-5401-4aa7-89c2-8855480b3bbd | AUS290517 | Package HVAC Unit (Air/Water Cooled)(AHU-FR-3 Carrier) | ACTIVE | Carrier | 1112U09947a | Package HVAC Unit (Air/Water Cooled) |  |  | 2011-01-01T00:00:00 |  | 39MN21D0213FD11XGS | d459641c-9aae-4095-bc6a-fa3412a763e6 | AUS290400 | AHU-FR-3 Carrier | DRAFT | E1090.06.01 | Equipment & Furnishings E / Equipment E10 / Other Equipment E1090 / Undefined Asset Classification E1090.06 / Undefined Asset Classification E1090.06.01 | 2c1062c4-d3a6-4def-abf8-17e253bb3047 | US, CA, Pleasanton | ACTIVE | d32d7212-86f2-478c-bde5-68ac765b3db4 | Pleasanton Campus - Building F | ACTIVE | d1ff2b56-2453-4c56-a61e-663e60885647 | General | 101c617e-bb3f-40f1-af1e-d2f266354984 | Roof | Clorox | United States
AHU 05F | p:clxib:r:2b2a7bae-b9712f81 | equip | p:clxib:r:2b2a75c0-181e05f7:All:All | {"health":{"date":"2025-04-26","score":100},"skyspark_id":""} | TRUE | ahu |  | 4a1b8fa7-d482-4ff3-9c11-cbfa7193a283 | AUS290538 | Package HVAC Unit (Air/Water Cooled)(AHU-FR-5 Carrier) | ACTIVE | Carrier | 1112U09948 | Package HVAC Unit (Air/Water Cooled) |  |  | 2012-01-01T00:00:00 |  | 39MN21D0213FF11XGS | ea09679c-d403-4325-ae82-69cb0ead2256 | AUS290421 | AHU-FR-5 Carrier | DRAFT | E1090.06.01 | Equipment & Furnishings E / Equipment E10 / Other Equipment E1090 / Undefined Asset Classification E1090.06 / Undefined Asset Classification E1090.06.01 | 2c1062c4-d3a6-4def-abf8-17e253bb3047 | US, CA, Pleasanton | ACTIVE | d32d7212-86f2-478c-bde5-68ac765b3db4 | Pleasanton Campus - Building F | ACTIVE | d1ff2b56-2453-4c56-a61e-663e60885647 | General | 101c617e-bb3f-40f1-af1e-d2f266354984 | Roof | Clorox | United States
AHU 02F | p:clxib:r:2b2a7bae-f90f7559 | equip | p:clxib:r:2b2a75c0-181e05f7:All:All | {"health":{"date":"2025-04-26","score":100},"skyspark_id":""} | TRUE | ahu |  | 2e647317-4928-4d87-a76e-22425c131caa | AUS291152 | Package HVAC Unit (Air/Water Cooled)(AHU-F2-121-3) | ACTIVE | Carrier | 1112U09947 | Package HVAC Unit (Air/Water Cooled) |  |  | 2011-01-01T00:00:00 |  | 39MN21D0213FD11XGS | f57c0a0a-0cc0-43e0-aa2f-2475d3a055fd | AUS291035 | AHU-F2-121-3 | DRAFT | E1090.06.01 | Equipment & Furnishings E / Equipment E10 / Other Equipment E1090 / Undefined Asset Classification E1090.06 / Undefined Asset Classification E1090.06.01 | 2c1062c4-d3a6-4def-abf8-17e253bb3047 | US, CA, Pleasanton | ACTIVE | d32d7212-86f2-478c-bde5-68ac765b3db4 | Pleasanton Campus - Building F | ACTIVE | 8babf3d4-97ff-4d1c-8937-48201b3af086 | Floor 02 | 90587ed8-1bb3-46bd-a12f-21fe95c9aaa6 | General | Clorox | United States
AHU 02F | p:clxib:r:2b2a7bae-f90f7559 | equip | p:clxib:r:2b2a75c0-181e05f7:All:All | {"health":{"date":"2025-04-26","score":100},"skyspark_id":""} | TRUE | ahu |  | 589512fd-7c67-494e-bc8f-99b5f5f5b0d6 | AUS291243 | Package HVAC Unit (Air/Water Cooled)(AHU-F2-110-4) | ACTIVE | Carrier | 112U10022 | Package HVAC Unit (Air/Water Cooled) |  |  | 2011-01-01T00:00:00 |  | 39MN50D0213FE12XGS | cfd43131-1b41-4c26-b21b-1472e5f1a71e | AUS291126 | AHU-F2-110-4 | DRAFT | E1090.06.01 | Equipment & Furnishings E / Equipment E10 / Other Equipment E1090 / Undefined Asset Classification E1090.06 / Undefined Asset Classification E1090.06.01 | 2c1062c4-d3a6-4def-abf8-17e253bb3047 | US, CA, Pleasanton | ACTIVE | d32d7212-86f2-478c-bde5-68ac765b3db4 | Pleasanton Campus - Building F | ACTIVE | 8babf3d4-97ff-4d1c-8937-48201b3af086 | Floor 02 | 90587ed8-1bb3-46bd-a12f-21fe95c9aaa6 | General | Clorox | United States
AHU 02F | p:clxib:r:2b2a7bae-f90f7559 | equip | p:clxib:r:2b2a75c0-181e05f7:All:All | {"health":{"date":"2025-04-26","score":100},"skyspark_id":""} | TRUE | ahu |  | 82805db0-88c1-4720-b614-187eed835200 | AUS290440 | Package HVAC Unit (Air/Water Cooled)(AHU-FR-2 Spec Air) | ACTIVE | SpecAir | SAP 0412-1894 | Package HVAC Unit (Air/Water Cooled) |  |  | 2011-01-01T00:00:00 |  | SS12-S70 | 16c9a3b4-102d-4307-97f5-67c26ea9c6bc | AUS290323 | AHU-FR-2 Spec Air | DRAFT | E1090.06.01 | Equipment & Furnishings E / Equipment E10 / Other Equipment E1090 / Undefined Asset Classification E1090.06 / Undefined Asset Classification E1090.06.01 | 2c1062c4-d3a6-4def-abf8-17e253bb3047 | US, CA, Pleasanton | ACTIVE | d32d7212-86f2-478c-bde5-68ac765b3db4 | Pleasanton Campus - Building F | ACTIVE | d1ff2b56-2453-4c56-a61e-663e60885647 | General | 101c617e-bb3f-40f1-af1e-d2f266354984 | Roof | Clorox | United States
AHU 02F | p:clxib:r:2b2a7bae-f90f7559 | equip | p:clxib:r:2b2a75c0-181e05f7:All:All | {"health":{"date":"2025-04-26","score":100},"skyspark_id":""} | TRUE | ahu |  | 8fb23ddc-4015-495e-9d9a-21217a3cde7d | AUS291236 | Package HVAC Unit (Air/Water Cooled)(AHU-F2-110-1) | ACTIVE | Carrier | 1112U10021a | Package HVAC Unit (Air/Water Cooled) |  |  | 2011-01-01T00:00:00 |  | 39MN40D0213FC11XGS | f3d51101-7af2-4d17-ba9e-331ff4434539 | AUS291119 | AHU-F2-110-1 | DRAFT | E1090.06.01 | Equipment & Furnishings E / Equipment E10 / Other Equipment E1090 / Undefined Asset Classification E1090.06 / Undefined Asset Classification E1090.06.01 | 2c1062c4-d3a6-4def-abf8-17e253bb3047 | US, CA, Pleasanton | ACTIVE | d32d7212-86f2-478c-bde5-68ac765b3db4 | Pleasanton Campus - Building F | ACTIVE | 8babf3d4-97ff-4d1c-8937-48201b3af086 | Floor 02 | 90587ed8-1bb3-46bd-a12f-21fe95c9aaa6 | General | Clorox | United States
AHU 02F | p:clxib:r:2b2a7bae-f90f7559 | equip | p:clxib:r:2b2a75c0-181e05f7:All:All | {"health":{"date":"2025-04-26","score":100},"skyspark_id":""} | TRUE | ahu |  | 99803fc4-d0d6-49d2-a8f4-7e319615ef67 | AUS291240 | Package HVAC Unit (Air/Water Cooled)(AHU-F2-110-2) | ACTIVE | Spec-Air | SAP04121894 | Package HVAC Unit (Air/Water Cooled) |  |  | 2011-01-01T00:00:00 |  | SS12-S70 | 9ab1071f-6524-46c4-a34a-3c5ed56b3365 | AUS291123 | AHU-F2-110-2 | DRAFT | E1090.06.01 | Equipment & Furnishings E / Equipment E10 / Other Equipment E1090 / Undefined Asset Classification E1090.06 / Undefined Asset Classification E1090.06.01 | 2c1062c4-d3a6-4def-abf8-17e253bb3047 | US, CA, Pleasanton | ACTIVE | d32d7212-86f2-478c-bde5-68ac765b3db4 | Pleasanton Campus - Building F | ACTIVE | 8babf3d4-97ff-4d1c-8937-48201b3af086 | Floor 02 | 90587ed8-1bb3-46bd-a12f-21fe95c9aaa6 | General | Clorox | United States
AHU 02F | p:clxib:r:2b2a7bae-f90f7559 | equip | p:clxib:r:2b2a75c0-181e05f7:All:All | {"health":{"date":"2025-04-26","score":100},"skyspark_id":""} | TRUE | ahu |  | ce4b7792-ba42-42ac-b951-5b9173a966b2 | AUS291172 | Package HVAC Unit (Air/Water Cooled)(AHU-F2-121-5) | ACTIVE | Carrier | 1112U09948- | Package HVAC Unit (Air/Water Cooled) |  |  | 2011-01-01T00:00:00 |  | 39MN12D0213FF11XGS | 6a6ae771-cd2f-4f2c-b917-f42385f99ae9 | AUS291055 | AHU-F2-121-5 | DRAFT | E1090.06.01 | Equipment & Furnishings E / Equipment E10 / Other Equipment E1090 / Undefined Asset Classification E1090.06 / Undefined Asset Classification E1090.06.01 | 2c1062c4-d3a6-4def-abf8-17e253bb3047 | US, CA, Pleasanton | ACTIVE | d32d7212-86f2-478c-bde5-68ac765b3db4 | Pleasanton Campus - Building F | ACTIVE | 8babf3d4-97ff-4d1c-8937-48201b3af086 | Floor 02 | 90587ed8-1bb3-46bd-a12f-21fe95c9aaa6 | General | Clorox | United States
AHU 01F Discharge Fan | p:clxib:r:2b2a7bfa-7b998001 | equip | p:clxib:r:2b2a75c0-181e05f7:All:All | {"health":{"date":"2025-04-26","score":100},"skyspark_id":""} | TRUE | ahu |  | b223784f-c041-494a-a5ee-a29e5b4450c4 | AUS290433 | Package HVAC Unit (Air/Water Cooled)(AHU-FR-1 Carrier) | ACTIVE | Carrier | 1112U10021 | Package HVAC Unit (Air/Water Cooled) |  |  | 2011-01-01T00:00:00 |  | 39MN40D0213FC11XGS | 1d68ac36-2736-43cb-bc7c-116a4f38823d | AUS290316 | AHU-FR-1 Carrier | DRAFT | E1090.06.01 | Equipment & Furnishings E / Equipment E10 / Other Equipment E1090 / Undefined Asset Classification E1090.06 / Undefined Asset Classification E1090.06.01 | 2c1062c4-d3a6-4def-abf8-17e253bb3047 | US, CA, Pleasanton | ACTIVE | d32d7212-86f2-478c-bde5-68ac765b3db4 | Pleasanton Campus - Building F | ACTIVE | d1ff2b56-2453-4c56-a61e-663e60885647 | General | 101c617e-bb3f-40f1-af1e-d2f266354984 | Roof | Clorox | United States
AHU 04F | p:clxib:r:2b2a7bae-0cf63360 | equip | p:clxib:r:2b2a75c0-181e05f7:All:All | {"health":{"date":"2025-04-26","score":90},"skyspark_id":""} | TRUE | ahu |  | 492fa068-9e4a-4020-9316-0eb61838c6a5 | AUS290519 | Package HVAC Unit (Air/Water Cooled)(AHU-FR-4 Carrier) | ACTIVE | Carrier | 1112U10022 | Package HVAC Unit (Air/Water Cooled) |  |  | 2011-01-01T00:00:00 |  | 39MN21D0213FE11XGS | 669416f8-6cce-4973-b3eb-74fc7423a20d | AUS290402 | AHU-FR-4 Carrier | DRAFT | E1090.06.01 | Equipment & Furnishings E / Equipment E10 / Other Equipment E1090 / Undefined Asset Classification E1090.06 / Undefined Asset Classification E1090.06.01 | 2c1062c4-d3a6-4def-abf8-17e253bb3047 | US, CA, Pleasanton | ACTIVE | d32d7212-86f2-478c-bde5-68ac765b3db4 | Pleasanton Campus - Building F | ACTIVE | d1ff2b56-2453-4c56-a61e-663e60885647 | General | 101c617e-bb3f-40f1-af1e-d2f266354984 | Roof | Clorox | United States
AHU 04F Return Fan | p:clxib:r:2b2a7bfa-2986f8d8 | equip | p:clxib:r:2b2a75c0-181e05f7:All:All | {"health":{"date":"2025-04-26","score":100},"skyspark_id":""} | TRUE | ahu |  | 492fa068-9e4a-4020-9316-0eb61838c6a5 | AUS290519 | Package HVAC Unit (Air/Water Cooled)(AHU-FR-4 Carrier) | ACTIVE | Carrier | 1112U10022 | Package HVAC Unit (Air/Water Cooled) |  |  | 2011-01-01T00:00:00 |  | 39MN21D0213FE11XGS | 669416f8-6cce-4973-b3eb-74fc7423a20d | AUS290402 | AHU-FR-4 Carrier | DRAFT | E1090.06.01 | Equipment & Furnishings E / Equipment E10 / Other Equipment E1090 / Undefined Asset Classification E1090.06 / Undefined Asset Classification E1090.06.01 | 2c1062c4-d3a6-4def-abf8-17e253bb3047 | US, CA, Pleasanton | ACTIVE | d32d7212-86f2-478c-bde5-68ac765b3db4 | Pleasanton Campus - Building F | ACTIVE | d1ff2b56-2453-4c56-a61e-663e60885647 | General | 101c617e-bb3f-40f1-af1e-d2f266354984 | Roof | Clorox | United States
AHU 04F Discharge Fan | p:clxib:r:2b2a7bfa-c5fc9f81 | equip | p:clxib:r:2b2a75c0-181e05f7:All:All | {"health":{"date":"2025-04-26","score":100},"skyspark_id":""} | TRUE | ahu |  | 492fa068-9e4a-4020-9316-0eb61838c6a5 | AUS290519 | Package HVAC Unit (Air/Water Cooled)(AHU-FR-4 Carrier) | ACTIVE | Carrier | 1112U10022 | Package HVAC Unit (Air/Water Cooled) |  |  | 2011-01-01T00:00:00 |  | 39MN21D0213FE11XGS | 669416f8-6cce-4973-b3eb-74fc7423a20d | AUS290402 | AHU-FR-4 Carrier | DRAFT | E1090.06.01 | Equipment & Furnishings E / Equipment E10 / Other Equipment E1090 / Undefined Asset Classification E1090.06 / Undefined Asset Classification E1090.06.01 | 2c1062c4-d3a6-4def-abf8-17e253bb3047 | US, CA, Pleasanton | ACTIVE | d32d7212-86f2-478c-bde5-68ac765b3db4 | Pleasanton Campus - Building F | ACTIVE | d1ff2b56-2453-4c56-a61e-663e60885647 | General | 101c617e-bb3f-40f1-af1e-d2f266354984 | Roof | Clorox | United States
AHU 05F Return Fan | p:clxib:r:2b2a7bfa-2aac3d6b | equip | p:clxib:r:2b2a75c0-181e05f7:All:All | {"health":{"date":"2025-04-26","score":100},"skyspark_id":""} | TRUE | ahu |  | 4a1b8fa7-d482-4ff3-9c11-cbfa7193a283 | AUS290538 | Package HVAC Unit (Air/Water Cooled)(AHU-FR-5 Carrier) | ACTIVE | Carrier | 1112U09948 | Package HVAC Unit (Air/Water Cooled) |  |  | 2012-01-01T00:00:00 |  | 39MN21D0213FF11XGS | ea09679c-d403-4325-ae82-69cb0ead2256 | AUS290421 | AHU-FR-5 Carrier | DRAFT | E1090.06.01 | Equipment & Furnishings E / Equipment E10 / Other Equipment E1090 / Undefined Asset Classification E1090.06 / Undefined Asset Classification E1090.06.01 | 2c1062c4-d3a6-4def-abf8-17e253bb3047 | US, CA, Pleasanton | ACTIVE | d32d7212-86f2-478c-bde5-68ac765b3db4 | Pleasanton Campus - Building F | ACTIVE | d1ff2b56-2453-4c56-a61e-663e60885647 | General | 101c617e-bb3f-40f1-af1e-d2f266354984 | Roof | Clorox | United States
AHU 05F Discharge Fan | p:clxib:r:2b2a7bfa-b4ac1751 | equip | p:clxib:r:2b2a75c0-181e05f7:All:All | {"health":{"date":"2025-04-26","score":100},"skyspark_id":""} | TRUE | ahu |  | 4a1b8fa7-d482-4ff3-9c11-cbfa7193a283 | AUS290538 | Package HVAC Unit (Air/Water Cooled)(AHU-FR-5 Carrier) | ACTIVE | Carrier | 1112U09948 | Package HVAC Unit (Air/Water Cooled) |  |  | 2012-01-01T00:00:00 |  | 39MN21D0213FF11XGS | ea09679c-d403-4325-ae82-69cb0ead2256 | AUS290421 | AHU-FR-5 Carrier | DRAFT | E1090.06.01 | Equipment & Furnishings E / Equipment E10 / Other Equipment E1090 / Undefined Asset Classification E1090.06 / Undefined Asset Classification E1090.06.01 | 2c1062c4-d3a6-4def-abf8-17e253bb3047 | US, CA, Pleasanton | ACTIVE | d32d7212-86f2-478c-bde5-68ac765b3db4 | Pleasanton Campus - Building F | ACTIVE | d1ff2b56-2453-4c56-a61e-663e60885647 | General | 101c617e-bb3f-40f1-af1e-d2f266354984 | Roof | Clorox | United States
AHU 02F Discharge Fan | p:clxib:r:2b2a7bfa-5bab29dd | equip | p:clxib:r:2b2a75c0-181e05f7:All:All | {"health":{"date":"2025-04-26","score":100},"skyspark_id":""} | TRUE | ahu |  | 2e647317-4928-4d87-a76e-22425c131caa | AUS291152 | Package HVAC Unit (Air/Water Cooled)(AHU-F2-121-3) | ACTIVE | Carrier | 1112U09947 | Package HVAC Unit (Air/Water Cooled) |  |  | 2011-01-01T00:00:00 |  | 39MN21D0213FD11XGS | f57c0a0a-0cc0-43e0-aa2f-2475d3a055fd | AUS291035 | AHU-F2-121-3 | DRAFT | E1090.06.01 | Equipment & Furnishings E / Equipment E10 / Other Equipment E1090 / Undefined Asset Classification E1090.06 / Undefined Asset Classification E1090.06.01 | 2c1062c4-d3a6-4def-abf8-17e253bb3047 | US, CA, Pleasanton | ACTIVE | d32d7212-86f2-478c-bde5-68ac765b3db4 | Pleasanton Campus - Building F | ACTIVE | 8babf3d4-97ff-4d1c-8937-48201b3af086 | Floor 02 | 90587ed8-1bb3-46bd-a12f-21fe95c9aaa6 | General | Clorox | United States
AHU 02F Discharge Fan | p:clxib:r:2b2a7bfa-5bab29dd | equip | p:clxib:r:2b2a75c0-181e05f7:All:All | {"health":{"date":"2025-04-26","score":100},"skyspark_id":""} | TRUE | ahu |  | 589512fd-7c67-494e-bc8f-99b5f5f5b0d6 | AUS291243 | Package HVAC Unit (Air/Water Cooled)(AHU-F2-110-4) | ACTIVE | Carrier | 112U10022 | Package HVAC Unit (Air/Water Cooled) |  |  | 2011-01-01T00:00:00 |  | 39MN50D0213FE12XGS | cfd43131-1b41-4c26-b21b-1472e5f1a71e | AUS291126 | AHU-F2-110-4 | DRAFT | E1090.06.01 | Equipment & Furnishings E / Equipment E10 / Other Equipment E1090 / Undefined Asset Classification E1090.06 / Undefined Asset Classification E1090.06.01 | 2c1062c4-d3a6-4def-abf8-17e253bb3047 | US, CA, Pleasanton | ACTIVE | d32d7212-86f2-478c-bde5-68ac765b3db4 | Pleasanton Campus - Building F | ACTIVE | 8babf3d4-97ff-4d1c-8937-48201b3af086 | Floor 02 | 90587ed8-1bb3-46bd-a12f-21fe95c9aaa6 | General | Clorox | United States
AHU 02F Discharge Fan | p:clxib:r:2b2a7bfa-5bab29dd | equip | p:clxib:r:2b2a75c0-181e05f7:All:All | {"health":{"date":"2025-04-26","score":100},"skyspark_id":""} | TRUE | ahu |  | 82805db0-88c1-4720-b614-187eed835200 | AUS290440 | Package HVAC Unit (Air/Water Cooled)(AHU-FR-2 Spec Air) | ACTIVE | SpecAir | SAP 0412-1894 | Package HVAC Unit (Air/Water Cooled) |  |  | 2011-01-01T00:00:00 |  | SS12-S70 | 16c9a3b4-102d-4307-97f5-67c26ea9c6bc | AUS290323 | AHU-FR-2 Spec Air | DRAFT | E1090.06.01 | Equipment & Furnishings E / Equipment E10 / Other Equipment E1090 / Undefined Asset Classification E1090.06 / Undefined Asset Classification E1090.06.01 | 2c1062c4-d3a6-4def-abf8-17e253bb3047 | US, CA, Pleasanton | ACTIVE | d32d7212-86f2-478c-bde5-68ac765b3db4 | Pleasanton Campus - Building F | ACTIVE | d1ff2b56-2453-4c56-a61e-663e60885647 | General | 101c617e-bb3f-40f1-af1e-d2f266354984 | Roof | Clorox | United States
AHU 02F Discharge Fan | p:clxib:r:2b2a7bfa-5bab29dd | equip | p:clxib:r:2b2a75c0-181e05f7:All:All | {"health":{"date":"2025-04-26","score":100},"skyspark_id":""} | TRUE | ahu |  | 8fb23ddc-4015-495e-9d9a-21217a3cde7d | AUS291236 | Package HVAC Unit (Air/Water Cooled)(AHU-F2-110-1) | ACTIVE | Carrier | 1112U10021a | Package HVAC Unit (Air/Water Cooled) |  |  | 2011-01-01T00:00:00 |  | 39MN40D0213FC11XGS | f3d51101-7af2-4d17-ba9e-331ff4434539 | AUS291119 | AHU-F2-110-1 | DRAFT | E1090.06.01 | Equipment & Furnishings E / Equipment E10 / Other Equipment E1090 / Undefined Asset Classification E1090.06 / Undefined Asset Classification E1090.06.01 | 2c1062c4-d3a6-4def-abf8-17e253bb3047 | US, CA, Pleasanton | ACTIVE | d32d7212-86f2-478c-bde5-68ac765b3db4 | Pleasanton Campus - Building F | ACTIVE | 8babf3d4-97ff-4d1c-8937-48201b3af086 | Floor 02 | 90587ed8-1bb3-46bd-a12f-21fe95c9aaa6 | General | Clorox | United States
AHU 02F Discharge Fan | p:clxib:r:2b2a7bfa-5bab29dd | equip | p:clxib:r:2b2a75c0-181e05f7:All:All | {"health":{"date":"2025-04-26","score":100},"skyspark_id":""} | TRUE | ahu |  | 99803fc4-d0d6-49d2-a8f4-7e319615ef67 | AUS291240 | Package HVAC Unit (Air/Water Cooled)(AHU-F2-110-2) | ACTIVE | Spec-Air | SAP04121894 | Package HVAC Unit (Air/Water Cooled) |  |  | 2011-01-01T00:00:00 |  | SS12-S70 | 9ab1071f-6524-46c4-a34a-3c5ed56b3365 | AUS291123 | AHU-F2-110-2 | DRAFT | E1090.06.01 | Equipment & Furnishings E / Equipment E10 / Other Equipment E1090 / Undefined Asset Classification E1090.06 / Undefined Asset Classification E1090.06.01 | 2c1062c4-d3a6-4def-abf8-17e253bb3047 | US, CA, Pleasanton | ACTIVE | d32d7212-86f2-478c-bde5-68ac765b3db4 | Pleasanton Campus - Building F | ACTIVE | 8babf3d4-97ff-4d1c-8937-48201b3af086 | Floor 02 | 90587ed8-1bb3-46bd-a12f-21fe95c9aaa6 | General | Clorox | United States
AHU 02F Discharge Fan | p:clxib:r:2b2a7bfa-5bab29dd | equip | p:clxib:r:2b2a75c0-181e05f7:All:All | {"health":{"date":"2025-04-26","score":100},"skyspark_id":""} | TRUE | ahu |  | ce4b7792-ba42-42ac-b951-5b9173a966b2 | AUS291172 | Package HVAC Unit (Air/Water Cooled)(AHU-F2-121-5) | ACTIVE | Carrier | 1112U09948- | Package HVAC Unit (Air/Water Cooled) |  |  | 2011-01-01T00:00:00 |  | 39MN12D0213FF11XGS | 6a6ae771-cd2f-4f2c-b917-f42385f99ae9 | AUS291055 | AHU-F2-121-5 | DRAFT | E1090.06.01 | Equipment & Furnishings E / Equipment E10 / Other Equipment E1090 / Undefined Asset Classification E1090.06 / Undefined Asset Classification E1090.06.01 | 2c1062c4-d3a6-4def-abf8-17e253bb3047 | US, CA, Pleasanton | ACTIVE | d32d7212-86f2-478c-bde5-68ac765b3db4 | Pleasanton Campus - Building F | ACTIVE | 8babf3d4-97ff-4d1c-8937-48201b3af086 | Floor 02 | 90587ed8-1bb3-46bd-a12f-21fe95c9aaa6 | General | Clorox | United States
AHU 03F Discharge Fan | p:clxib:r:2b2a7bfa-b03fb9f4 | equip | p:clxib:r:2b2a75c0-181e05f7:All:All | {"health":{"date":"2025-04-26","score":100},"skyspark_id":""} | TRUE | ahu |  | 33bdf172-5401-4aa7-89c2-8855480b3bbd | AUS290517 | Package HVAC Unit (Air/Water Cooled)(AHU-FR-3 Carrier) | ACTIVE | Carrier | 1112U09947a | Package HVAC Unit (Air/Water Cooled) |  |  | 2011-01-01T00:00:00 |  | 39MN21D0213FD11XGS | d459641c-9aae-4095-bc6a-fa3412a763e6 | AUS290400 | AHU-FR-3 Carrier | DRAFT | E1090.06.01 | Equipment & Furnishings E / Equipment E10 / Other Equipment E1090 / Undefined Asset Classification E1090.06 / Undefined Asset Classification E1090.06.01 | 2c1062c4-d3a6-4def-abf8-17e253bb3047 | US, CA, Pleasanton | ACTIVE | d32d7212-86f2-478c-bde5-68ac765b3db4 | Pleasanton Campus - Building F | ACTIVE | d1ff2b56-2453-4c56-a61e-663e60885647 | General | 101c617e-bb3f-40f1-af1e-d2f266354984 | Roof | Clorox | United States
AHU 01A Condenser Fan 01 | p:clxib:r:2b2a75e3-87159717 | equip | p:clxib:r:2b2a7490-365361ae:All:All | {"health":{"date":"2025-04-26","score":100},"skyspark_id":""} | TRUE | ahu |  | 0578be92-e177-4646-baee-ebb4954e4edf | AUS291882 | Package HVAC Unit (Air/Water Cooled)(AHU-AR-1 Petra (Serves A1)) | ACTIVE | Petra | 50076/0901 | Package HVAC Unit (Air/Water Cooled) |  |  | 2007-01-01T00:00:00 |  | PPH-62 | df281bf7-1128-44b6-830f-5a82b25ed4b3 | AUS291765 | AHU-AR-1 Petra (Serves A1) | DRAFT | E1090.06.01 | Equipment & Furnishings E / Equipment E10 / Other Equipment E1090 / Undefined Asset Classification E1090.06 / Undefined Asset Classification E1090.06.01 | 2c1062c4-d3a6-4def-abf8-17e253bb3047 | US, CA, Pleasanton | ACTIVE | 526dcd06-5870-4b61-9ce5-b7afd8a19bd9 | Pleasanton Campus - Building A | ACTIVE | d92e110d-0273-4a69-aa61-555188f3d26c | General | df88691f-e273-4e72-b43b-7bea9d723ff1 | Roof | Clorox | United States
AHU 01A Discharge Fan | p:clxib:r:2b2a75e3-98f5112d | equip | p:clxib:r:2b2a7490-365361ae:All:All | {"health":{"date":"2025-04-26","score":100},"skyspark_id":""} | TRUE | ahu |  | 0578be92-e177-4646-baee-ebb4954e4edf | AUS291882 | Package HVAC Unit (Air/Water Cooled)(AHU-AR-1 Petra (Serves A1)) | ACTIVE | Petra | 50076/0901 | Package HVAC Unit (Air/Water Cooled) |  |  | 2007-01-01T00:00:00 |  | PPH-62 | df281bf7-1128-44b6-830f-5a82b25ed4b3 | AUS291765 | AHU-AR-1 Petra (Serves A1) | DRAFT | E1090.06.01 | Equipment & Furnishings E / Equipment E10 / Other Equipment E1090 / Undefined Asset Classification E1090.06 / Undefined Asset Classification E1090.06.01 | 2c1062c4-d3a6-4def-abf8-17e253bb3047 | US, CA, Pleasanton | ACTIVE | 526dcd06-5870-4b61-9ce5-b7afd8a19bd9 | Pleasanton Campus - Building A | ACTIVE | d92e110d-0273-4a69-aa61-555188f3d26c | General | df88691f-e273-4e72-b43b-7bea9d723ff1 | Roof | Clorox | United States
AHU 01A Return Fan | p:clxib:r:2b2a75e3-530c20b3 | equip | p:clxib:r:2b2a7490-365361ae:All:All | {"health":{"date":"2025-04-26","score":100},"skyspark_id":""} | TRUE | ahu |  | 0578be92-e177-4646-baee-ebb4954e4edf | AUS291882 | Package HVAC Unit (Air/Water Cooled)(AHU-AR-1 Petra (Serves A1)) | ACTIVE | Petra | 50076/0901 | Package HVAC Unit (Air/Water Cooled) |  |  | 2007-01-01T00:00:00 |  | PPH-62 | df281bf7-1128-44b6-830f-5a82b25ed4b3 | AUS291765 | AHU-AR-1 Petra (Serves A1) | DRAFT | E1090.06.01 | Equipment & Furnishings E / Equipment E10 / Other Equipment E1090 / Undefined Asset Classification E1090.06 / Undefined Asset Classification E1090.06.01 | 2c1062c4-d3a6-4def-abf8-17e253bb3047 | US, CA, Pleasanton | ACTIVE | 526dcd06-5870-4b61-9ce5-b7afd8a19bd9 | Pleasanton Campus - Building A | ACTIVE | d92e110d-0273-4a69-aa61-555188f3d26c | General | df88691f-e273-4e72-b43b-7bea9d723ff1 | Roof | Clorox | United States
AHU 02A Discharge Fan | p:clxib:r:2b2a75e3-5f37289e | equip | p:clxib:r:2b2a7490-365361ae:All:All | {"health":{"date":"2025-04-26","score":100},"skyspark_id":""} | TRUE | ahu |  | 3417f4dd-361f-4987-9f4a-936b3f96080f | AUS291888 | Package HVAC Unit (Air/Water Cooled)(AHU-AR-2 Carrier (Serves A2)) | ACTIVE | Carrier | 1618U47200 | Package HVAC Unit (Air/Water Cooled) |  |  | 2018-01-01T00:00:00 |  | 50A3-060-TM62GHW | 4a210b85-41ac-48cb-8456-8cd9aff98861 | AUS291771 | AHU-AR-2 Carrier (Serves A2) | DRAFT | E1090.06.01 | Equipment & Furnishings E / Equipment E10 / Other Equipment E1090 / Undefined Asset Classification E1090.06 / Undefined Asset Classification E1090.06.01 | 2c1062c4-d3a6-4def-abf8-17e253bb3047 | US, CA, Pleasanton | ACTIVE | 526dcd06-5870-4b61-9ce5-b7afd8a19bd9 | Pleasanton Campus - Building A | ACTIVE | d92e110d-0273-4a69-aa61-555188f3d26c | General | df88691f-e273-4e72-b43b-7bea9d723ff1 | Roof | Clorox | United States
AHU 02A Exhaust Fan 01 | p:clxib:r:2b2a75e3-01a5a4d8 | equip | p:clxib:r:2b2a7490-365361ae:All:All | {"health":{"date":"2025-04-26","score":100},"skyspark_id":""} | TRUE | ahu |  | 3417f4dd-361f-4987-9f4a-936b3f96080f | AUS291888 | Package HVAC Unit (Air/Water Cooled)(AHU-AR-2 Carrier (Serves A2)) | ACTIVE | Carrier | 1618U47200 | Package HVAC Unit (Air/Water Cooled) |  |  | 2018-01-01T00:00:00 |  | 50A3-060-TM62GHW | 4a210b85-41ac-48cb-8456-8cd9aff98861 | AUS291771 | AHU-AR-2 Carrier (Serves A2) | DRAFT | E1090.06.01 | Equipment & Furnishings E / Equipment E10 / Other Equipment E1090 / Undefined Asset Classification E1090.06 / Undefined Asset Classification E1090.06.01 | 2c1062c4-d3a6-4def-abf8-17e253bb3047 | US, CA, Pleasanton | ACTIVE | 526dcd06-5870-4b61-9ce5-b7afd8a19bd9 | Pleasanton Campus - Building A | ACTIVE | d92e110d-0273-4a69-aa61-555188f3d26c | General | df88691f-e273-4e72-b43b-7bea9d723ff1 | Roof | Clorox | United States
AHU 01A | p:clxib:r:2b2a75b8-f98e4055 | equip | p:clxib:r:2b2a7490-365361ae:All:All | {"health":{"date":"2025-04-26","score":100},"skyspark_id":""} | TRUE | ahu |  | 0578be92-e177-4646-baee-ebb4954e4edf | AUS291882 | Package HVAC Unit (Air/Water Cooled)(AHU-AR-1 Petra (Serves A1)) | ACTIVE | Petra | 50076/0901 | Package HVAC Unit (Air/Water Cooled) |  |  | 2007-01-01T00:00:00 |  | PPH-62 | df281bf7-1128-44b6-830f-5a82b25ed4b3 | AUS291765 | AHU-AR-1 Petra (Serves A1) | DRAFT | E1090.06.01 | Equipment & Furnishings E / Equipment E10 / Other Equipment E1090 / Undefined Asset Classification E1090.06 / Undefined Asset Classification E1090.06.01 | 2c1062c4-d3a6-4def-abf8-17e253bb3047 | US, CA, Pleasanton | ACTIVE | 526dcd06-5870-4b61-9ce5-b7afd8a19bd9 | Pleasanton Campus - Building A | ACTIVE | d92e110d-0273-4a69-aa61-555188f3d26c | General | df88691f-e273-4e72-b43b-7bea9d723ff1 | Roof | Clorox | United States
AHU 02A | p:clxib:r:2b2a75b8-706edbdb | equip | p:clxib:r:2b2a7490-365361ae:All:All | {"health":{"date":"2025-04-26","score":100},"skyspark_id":""} | TRUE | ahu |  | 3417f4dd-361f-4987-9f4a-936b3f96080f | AUS291888 | Package HVAC Unit (Air/Water Cooled)(AHU-AR-2 Carrier (Serves A2)) | ACTIVE | Carrier | 1618U47200 | Package HVAC Unit (Air/Water Cooled) |  |  | 2018-01-01T00:00:00 |  | 50A3-060-TM62GHW | 4a210b85-41ac-48cb-8456-8cd9aff98861 | AUS291771 | AHU-AR-2 Carrier (Serves A2) | DRAFT | E1090.06.01 | Equipment & Furnishings E / Equipment E10 / Other Equipment E1090 / Undefined Asset Classification E1090.06 / Undefined Asset Classification E1090.06.01 | 2c1062c4-d3a6-4def-abf8-17e253bb3047 | US, CA, Pleasanton | ACTIVE | 526dcd06-5870-4b61-9ce5-b7afd8a19bd9 | Pleasanton Campus - Building A | ACTIVE | d92e110d-0273-4a69-aa61-555188f3d26c | General | df88691f-e273-4e72-b43b-7bea9d723ff1 | Roof | Clorox | United States
AHU 01A Condenser Fan 02 | p:clxib:r:2b2a75e3-751622b7 | equip | p:clxib:r:2b2a7490-365361ae:All:All | {"health":{"date":"2025-04-26","score":100},"skyspark_id":""} | TRUE | ahu |  | 0578be92-e177-4646-baee-ebb4954e4edf | AUS291882 | Package HVAC Unit (Air/Water Cooled)(AHU-AR-1 Petra (Serves A1)) | ACTIVE | Petra | 50076/0901 | Package HVAC Unit (Air/Water Cooled) |  |  | 2007-01-01T00:00:00 |  | PPH-62 | df281bf7-1128-44b6-830f-5a82b25ed4b3 | AUS291765 | AHU-AR-1 Petra (Serves A1) | DRAFT | E1090.06.01 | Equipment & Furnishings E / Equipment E10 / Other Equipment E1090 / Undefined Asset Classification E1090.06 / Undefined Asset Classification E1090.06.01 | 2c1062c4-d3a6-4def-abf8-17e253bb3047 | US, CA, Pleasanton | ACTIVE | 526dcd06-5870-4b61-9ce5-b7afd8a19bd9 | Pleasanton Campus - Building A | ACTIVE | d92e110d-0273-4a69-aa61-555188f3d26c | General | df88691f-e273-4e72-b43b-7bea9d723ff1 | Roof | Clorox | United States
AHU 01A Exhaust Fan | p:clxib:r:2b2a75e3-ffaa75ce | equip | p:clxib:r:2b2a7490-365361ae:All:All | {"health":{"date":"2025-04-26","score":100},"skyspark_id":""} | TRUE | ahu |  | 0578be92-e177-4646-baee-ebb4954e4edf | AUS291882 | Package HVAC Unit (Air/Water Cooled)(AHU-AR-1 Petra (Serves A1)) | ACTIVE | Petra | 50076/0901 | Package HVAC Unit (Air/Water Cooled) |  |  | 2007-01-01T00:00:00 |  | PPH-62 | df281bf7-1128-44b6-830f-5a82b25ed4b3 | AUS291765 | AHU-AR-1 Petra (Serves A1) | DRAFT | E1090.06.01 | Equipment & Furnishings E / Equipment E10 / Other Equipment E1090 / Undefined Asset Classification E1090.06 / Undefined Asset Classification E1090.06.01 | 2c1062c4-d3a6-4def-abf8-17e253bb3047 | US, CA, Pleasanton | ACTIVE | 526dcd06-5870-4b61-9ce5-b7afd8a19bd9 | Pleasanton Campus - Building A | ACTIVE | d92e110d-0273-4a69-aa61-555188f3d26c | General | df88691f-e273-4e72-b43b-7bea9d723ff1 | Roof | Clorox | United States
AHU 02A Exhaust Fan 02 | p:clxib:r:2b2a75e3-3413b5de | equip | p:clxib:r:2b2a7490-365361ae:All:All | {"health":{"date":"2025-04-26","score":100},"skyspark_id":""} | TRUE | ahu |  | 3417f4dd-361f-4987-9f4a-936b3f96080f | AUS291888 | Package HVAC Unit (Air/Water Cooled)(AHU-AR-2 Carrier (Serves A2)) | ACTIVE | Carrier | 1618U47200 | Package HVAC Unit (Air/Water Cooled) |  |  | 2018-01-01T00:00:00 |  | 50A3-060-TM62GHW | 4a210b85-41ac-48cb-8456-8cd9aff98861 | AUS291771 | AHU-AR-2 Carrier (Serves A2) | DRAFT | E1090.06.01 | Equipment & Furnishings E / Equipment E10 / Other Equipment E1090 / Undefined Asset Classification E1090.06 / Undefined Asset Classification E1090.06.01 | 2c1062c4-d3a6-4def-abf8-17e253bb3047 | US, CA, Pleasanton | ACTIVE | 526dcd06-5870-4b61-9ce5-b7afd8a19bd9 | Pleasanton Campus - Building A | ACTIVE | d92e110d-0273-4a69-aa61-555188f3d26c | General | df88691f-e273-4e72-b43b-7bea9d723ff1 | Roof | Clorox | United States
AHU 02A Exhaust Fan 03 | p:clxib:r:2b2a75e3-f106f5cf | equip | p:clxib:r:2b2a7490-365361ae:All:All | {"health":{"date":"2025-04-26","score":100},"skyspark_id":""} | TRUE | ahu |  | 3417f4dd-361f-4987-9f4a-936b3f96080f | AUS291888 | Package HVAC Unit (Air/Water Cooled)(AHU-AR-2 Carrier (Serves A2)) | ACTIVE | Carrier | 1618U47200 | Package HVAC Unit (Air/Water Cooled) |  |  | 2018-01-01T00:00:00 |  | 50A3-060-TM62GHW | 4a210b85-41ac-48cb-8456-8cd9aff98861 | AUS291771 | AHU-AR-2 Carrier (Serves A2) | DRAFT | E1090.06.01 | Equipment & Furnishings E / Equipment E10 / Other Equipment E1090 / Undefined Asset Classification E1090.06 / Undefined Asset Classification E1090.06.01 | 2c1062c4-d3a6-4def-abf8-17e253bb3047 | US, CA, Pleasanton | ACTIVE | 526dcd06-5870-4b61-9ce5-b7afd8a19bd9 | Pleasanton Campus - Building A | ACTIVE | d92e110d-0273-4a69-aa61-555188f3d26c | General | df88691f-e273-4e72-b43b-7bea9d723ff1 | Roof | Clorox | United States